## 0926_2004_5B
building_type | scenario | results_directory | city | net_site_energy | total_building_area | eui | unmet_hours_during_heating | unmet_hours_during_cooling | unmet_hours_during_occupied_heating | unmet_hours_during_occupied_cooling | fuel_electricity | fuel_natural_gas | fuel_additional_fuel | fuel_district_cooling | fuel_district_heating | annual_peak_electric_demand | end_use_interior_lighting | end_use_exterior_lighting | end_use_interior_equipment | end_use_exterior_equipment | end_use_water_systems | end_use_refrigeration | end_use_heating | end_use_cooling | end_use_fans | end_use_pumps | end_use_heat_rejection | end_use_humidification | end_use_heat_recovery | end_use_generators | sum of end use errors as fraction of total consumpiton | end_use_electricity_interior_lighting | end_use_electricity_exterior_lighting | end_use_electricity_interior_equipment | end_use_electricity_exterior_equipment | end_use_electricity_water_systems | end_use_electricity_refrigeration | end_use_electricity_heating | end_use_electricity_cooling | end_use_electricity_fans | end_use_electricity_pumps | end_use_electricity_heat_rejection | end_use_electricity_humidification | end_use_electricity_heat_recovery | end_use_electricity_generators | end_use_natural_gas_interior_lighting | end_use_natural_gas_exterior_lighting | end_use_natural_gas_interior_equipment | end_use_natural_gas_exterior_equipment | end_use_natural_gas_water_systems | end_use_natural_gas_refrigeration | end_use_natural_gas_heating | end_use_natural_gas_cooling | end_use_natural_gas_fans | end_use_natural_gas_pumps | end_use_natural_gas_heat_rejection | end_use_natural_gas_humidification | end_use_natural_gas_heat_recovery | end_use_natural_gas_generators | zone_lights_total_heating_energy_annual | electric_equipment_total_heating_energy_annual | gas_equipment_total_heating_energy_annual | zone_people_sensible_heating_energy_annual | zone_mechanical_ventilation_cooling_load_increase_energy_annual | zone_infiltration_sensible_heat_gain_energy_annual | ground_heat_gain | ext_wall_heat_gain | surface_window_heat_gain_energy_annual | ext_roof_heat_gain | zone_infiltration_sensible_heat_loss_energy_annual | zone_mechanical_ventilation_heating_load_increase_energy_annual | ground_heat_loss | ext_wall_heat_loss | surface_window_heat_loss_energy_annual | ext_roof_heat_loss
SecondarySchool | 0 - Prototype | run/Prototype Row B/datapoint_59c942e553ff6b03c8620174 | Boise Air Terminal Uo | 15226100 | 210887 | 72.2003 | 621.25 | 1969.25 | 1.5 | 89.25 | 9720800 | 5505260 | 0 | 0 | 0 | 1175.45 | 3189060 | 209022 | 2834710 | 0 | 509186 | 84270.4 | 4471960 | 1676700 | 2032640 | 60120 | 0 | 0 | 158371 | 0 |  | 934622 | 61258.3 | 676753 | 0 | 419.444 | 24697.2 | 0 | 491392 | 595708 | 17619.4 | 0 | 0 | 46413.9 | 0 | 0 | 0 | 5256.38 | 0 | 5078.53 | 0 | 44728.3 | 0 | 0 | 0 | 0 | 0 | 0 | 0 | 2204750 | 157660 | 3189070 | 2711290 | 654732 | 20553.6 | 283352 | 910661 | 2556670 | 1643270 | 370205 | 632408 | 1129730 | 1243200 | 1469050 | 2335910
SecondarySchool | 1 - Prototype-NewHvac | run/Prototype Row B/datapoint_59c942ed53ff6b03c8620184 | Boise Air Terminal Uo | 15823600 | 210887 | 75.0338 | 536.5 | 2042.5 | 18.5 | 296.75 | 10202500 | 5621110 | 0 | 0 | 0 | 926.547 | 3189060 | 209022 | 2834710 | 0 | 509859 | 84460 | 4587150 | 1691430 | 1830340 | 337205 | 79417.6 | 0 | 470961 | 0 |  | 934622 | 61258.3 | 676753 | 0 | 419.444 | 24752.8 | 0 | 495708 | 536419 | 98825 | 23275 | 0 | 138025 | 0 | 0 | 0 | 5256.38 | 0 | 5085.26 | 0 | 45880.4 | 0 | 0 | 0 | 0 | 0 | 0 | 0 | 2204750 | 157660 | 3189070 | 2756970 | 497063 | 24494.4 | 393005 | 914757 | 2581620 | 1661490 | 361372 | 872298 | 961851 | 1235420 | 1445630 | 2307040
SecondarySchool | 2 - Prototype-NewHvacLoadsConstSch | run/Prototype Row B/datapoint_59c942f553ff6b03c8620194 | Boise Air Terminal Uo | 16415100 | 210887 | 77.8383 | 658 | 1744.75 | 38.5 | 246.5 | 10329600 | 6085470 | 0 | 0 | 0 | 921.225 | 3189060 | 548274 | 2838730 | 0 | 423267 | 84327.3 | 5138100 | 1590670 | 1756770 | 317651 | 76223.5 | 0 | 451976 | 0 |  | 934622 | 160683 | 677931 | 0 | 419.444 | 24713.9 | 0 | 466181 | 514858 | 93094.4 | 22338.9 | 0 | 132461 | 0 | 0 | 0 | 5256.38 | 0 | 4219.17 | 0 | 51390.9 | 0 | 0 | 0 | 0 | 0 | 0 | 0 | 2204950 | 157660 | 3189070 | 2773620 | 491970 | 47343.9 | 199747 | 918287 | 2595460 | 1668300 | 506863 | 1137650 | 1430010 | 1226690 | 1417410 | 2287940
SecondarySchool | 3b - Typical-Bar-Sliced | run/Prototype Row B/datapoint_59c9430753ff6b03c86201a4 | Boise Air Terminal Uo | 20005600 | 210887 | 94.8643 | 1084 | 2507.75 | 9.25 | 285.25 | 10531700 | 9473990 | 0 | 0 | 0 | 916.936 | 3189050 | 535763 | 2837440 | 0 | 392302 | 0 | 8557390 | 1549790 | 2165250 | 311329 | 73996.1 | 0 | 393335 | 0 |  | 934619 | 157017 | 677900 | 0 | 0 | 0 | 13.8889 | 454200 | 634572 | 91241.7 | 21686.1 | 0 | 115275 | 0 | 0 | 0 | 5244.53 | 0 | 3923.77 | 0 | 85589.9 | 0 | 0 | 0 | 0 | 0 | 0 | 0 | 2204930 | 157305 | 3189050 | 2742070 | 394217 | 39400.5 | 199111 | 807587 | 1920050 | 1226350 | 418150 | 1781890 | 1353091 | 1089670 | 986109 | 1788280
SecondarySchool | 4b - Typical-Bar-Blend | run/Prototype Row B/datapoint_59c9431053ff6b03c86201b4 | Boise Air Terminal Uo | 17358600 | 210887 | 82.3124 | 524.25 | 453.25 | 10.25 | 61.75 | 9974930 | 7383680 | 0 | 0 | 0 | 885.106 | 3189050 | 535763 | 2837440 | 0 | 392292 | 0 | 6467040 | 1425890 | 1852320 | 287985 | 76147.6 | 0 | 294695 | 0 |  | 934619 | 157017 | 677900 | 0 | 0 | 0 | 0 | 417886 | 542861 | 84400 | 22316.7 | 0 | 86366.7 | 0 | 0 | 0 | 5244.53 | 0 | 3923.68 | 0 | 64682.9 | 0 | 0 | 0 | 0 | 0 | 0 | 0 | 2204930 | 157305 | 3189050 | 2810830 | 326279 | 49064.8 | 107607 | 808286 | 1925770 | 1232654 | 480939 | 1528630 | 1360430 | 1099230 | 1013090 | 1802400
SecondarySchool | 4c - Typical-Urban-Blend | run/Prototype Row B/datapoint_59c9432b53ff6b03c86201c6 | Boise Air Terminal Uo | 17107200 | 256242 | 66.7618 | 403.25 | 271 | 2 | 12.75 | 10269900 | 6837300 | 0 | 0 | 0 | 1026.67 | 3874900 | 535763 | 3447680 | 0 | 392292 | 0 | 5807890 | 1349800 | 1056100 | 268725 | 79237.5 | 0 | 294771 | 0 |  | 1135620 | 157017 | 823694 | 0 | 0 | 0 | 0 | 395586 | 309511 | 78755.6 | 23222.2 | 0 | 86388.9 | 0 | 0 | 0 | 6372.46 | 0 | 3923.68 | 0 | 58090.1 | 0 | 0 | 0 | 0 | 0 | 0 | 0 | 2679130 | 191136 | 3874910 | 3304310 | 377559 | 49287.1 | 24254 | 928896 | 1898220 | 1464240 | 581080 | 1913130 | 2037560 | 1296940 | 1049100 | 2182880
SecondarySchool | 4d - Prototype-Prototype-Blend | run/Prototype Row B/datapoint_59c991be45b421004abe3aa7 | Boise Air Terminal Uo | 15775800 | 210887 | 74.807 | 412.75 | 454.25 | 5.5 | 49 | 9909460 | 5866330 | 0 | 0 | 0 | 894.492 | 3189060 | 548274 | 2838730 | 0 | 423257 | 78972.1 | 4918970 | 1427490 | 1636070 | 286336 | 74157.2 | 0 | 354446 | 0 |  | 934622 | 160683 | 677931 | 0 | 419.444 | 23144.4 | 0 | 418356 | 479486 | 83916.7 | 21733.3 | 0 | 103878 | 0 | 0 | 0 | 5256.38 | 0 | 4219.07 | 0 | 49199.2 | 0 | 0 | 0 | 0 | 0 | 0 | 0 | 2204950 | 157660 | 3189070 | 2806180 | 511073 | 48637.9 | 173124 | 918779 | 2593910 | 1662830 | 544247 | 1034980 | 1396710 | 1225670 | 1418510 | 2286260
[17 empty] | 0 | 339252 | 4020 | 0 | 85919 | 56.9 | 666140 | 86030 | 275870 | 257531 | 76223.5 | 0 | 293605 | 0 | 13.69%
SecondarySchool | 0 - Prototype¦1 - Prototype-NewHvac |  | Boise Air Terminal Uo | 597500 | 0 | 2.8335 | 84.75 | 73.25 | 17 | 207.5 | 481700 | 115850 | 0 | 0 | 0 | 248.903 | 0% | 0% | 0% | 0% | 0.00442% | 0.001245% | 0.7565% | 0.09674% | 1.329% | 1.82% | 0.5216% | 0% | 2.053% | 0% | 6.582% | 0 | 0 | 0 | 0 | 0 | 55.6 | 0 | 4316 | 59289 | 81205.6 | 23275 | 0 | 91611.1 | 0 | 0 | 0 | 0 | 0 | 6.73 | 0 | 1152.1 | 0 | 0 | 0 | 0 | 0 | 0 | 0 | 0 | 0 | 0 | 45680 | 157669 | 3940.8 | 109653 | 4096 | 24950 | 18220 | 8833 | 239890 | 167879 | 7780 | 23420 | 28870
SecondarySchool | 1 - Prototype-NewHvac¦2 - Prototype-NewHvacLoadsConstSch |  | Boise Air Terminal Uo | 591500 | 0 | 2.8045 | 121.5 | 297.75 | 20 | 50.25 | 127100 | 464360 | 0 | 0 | 0 | 5.322 | 0% | 2.144% | 0.02541% | 0% | 0.5472% | 0.0008386% | 3.482% | 0.6368% | 0.4649% | 0.1236% | 0.02019% | 0% | 0.12% | 0% | 7.565% | 0 | 99424.7 | 1178 | 0 | 0 | 38.9 | 0 | 29527 | 21561 | 5730.6 | 936.1 | 0 | 5564 | 0 | 0 | 0 | 0 | 0 | 866.09 | 0 | 5510.5 | 0 | 0 | 0 | 0 | 0 | 0 | 0 | 200 | 0 | 0 | 16650 | 5093 | 22849.5 | 193258 | 3530 | 13840 | 6810 | 145491 | 265352 | 468159 | 8730 | 28220 | 19100
SecondarySchool | 2 - Prototype-NewHvacLoadsConstSch¦3b - Typical-Bar-Sliced |  | Boise Air Terminal Uo | 3590500 | 0 | 17.026 | 426 | 763 | 29.25 | 38.75 | 202100 | 3388520 | 0 | 0 | 0 | 4.289 | 6.092e-07 | 0.07622% | 0.007859% | 0% | 0.1886% | 0.5137% | 20.83% | 0.249% | 2.488% | 0.03851% | 0.01357% | 0% | 0.3572% | 0% | 24.76% | 3 | 3666 | 31 | 0 | 419.444 | 24713.9 | 13.8889 | 11981 | 119714 | 1852.7 | 652.8 | 0 | 17186 | 0 | 0 | 0 | 11.85 | 0 | 295.4 | 0 | 34199 | 0 | 0 | 0 | 0 | 0 | 0 | 0 | 20 | 355 | 20 | 31550 | 97753 | 7943.4 | 636 | 110700 | 675410 | 441950 | 88713 | 644240 | 76919 | 137020 | 431301 | 499660
SecondarySchool | 2 - Prototype-NewHvacLoadsConstSch¦4b - Typical-Bar-Blend |  | Boise Air Terminal Uo | 943500 | 0 | 4.4741 | 133.75 | 1291.5 | 28.25 | 184.75 | 354670 | 1298210 | 0 | 0 | 0 | 36.119 | 6.092e-07 | 0.07622% | 0.007859% | 0% | 0.1887% | 0.5137% | 8.096% | 1.004% | 0.5821% | 0.1807% | 0.0004624% | 0% | 0.9581% | 0% | 11.61% | 3 | 3666 | 31 | 0 | 419.444 | 24713.9 | 0 | 48295 | 28003 | 8694.4 | 22.2 | 0 | 46094.3 | 0 | 0 | 0 | 11.85 | 0 | 295.49 | 0 | 13292 | 0 | 0 | 0 | 0 | 0 | 0 | 0 | 20 | 355 | 20 | 37210 | 165691 | 1720.9 | 92140 | 110001 | 669690 | 435646 | 25924 | 390980 | 69580 | 127460 | 404320 | 485540
SecondarySchool | 2 - Prototype-NewHvacLoadsConstSch¦4c - Typical-Urban-Blend |  | Boise Air Terminal Uo | 692100 | 45355 | 11.0765 | 254.75 | 1473.75 | 36.5 | 233.75 | 59700 | 751830 | 0 | 0 | 0 | 105.445 | 4.178% | 0.07622% | 3.71% | 0% | 0.1887% | 0.5137% | 4.08% | 1.467% | 4.268% | 0.2981% | 0.01836% | 0% | 0.9577% | 0% | 19.76% | 200998 | 3666 | 145763 | 0 | 419.444 | 24713.9 | 0 | 70595 | 205347 | 14338.8 | 883.3 | 0 | 46072.1 | 0 | 0 | 0 | 1116.08 | 0 | 295.49 | 0 | 6699.2 | 0 | 0 | 0 | 0 | 0 | 0 | 0 | 474180 | 33476 | 685840 | 530690 | 114411 | 1943.2 | 175493 | 10609 | 697240 | 204060 | 74217 | 775480 | 607550 | 70250 | 368310 | 105060
SecondarySchool | 2 - Prototype-NewHvacLoadsConstSch¦4d - Prototype-Prototype-Blend |  | Boise Air Terminal Uo | 639300 | 0 | 3.0313 | 245.25 | 1290.5 | 33 | 197.5 | 420140 | 219140 | 0 | 0 | 0 | 26.733 | 0% | 0% | 0% | 0% | 6.092e-07 | 0.03262% | 1.335% | 0.9941% | 0.7353% | 0.1908% | 0.01259% | 0% | 0.5941% | 0% | 3.895% | 0 | 0 | 0 | 0 | 0 | 1569.5 | 0 | 47825 | 35372 | 9177.7 | 605.6 | 0 | 28583 | 0 | 0 | 0 | 0 | 0 | 0.1 | 0 | 2191.7 | 0 | 0 | 0 | 0 | 0 | 0 | 0 | 0 | 0 | 0 | 32560 | 19103 | 1294 | 26623 | 492 | 1550 | 5470 | 37384 | 102670 | 33300 | 1020 | 1100 | 1680
PrimarySchool | 0 - Prototype | run/Prototype Row B/datapoint_59c942e553ff6b03c8620175 | Boise Air Terminal Uo | 5799580 | 73958.8 | 78.4163 | 457.75 | 756.5 | 4.5 | 346.5 | 3598920 | 2200660 | 0 | 0 | 0 | 418.715 | 1151540 | 80393.8 | 1591590 | 0 | 126202 | 46395.6 | 1727970 | 467113 | 575856 | 3374.23 | 0 | 0 | 29145.4 | 0 |  | 337483 | 23561.1 | 364308 | 0 | 594.444 | 13597.2 | 0 | 136897 | 168767 | 988.889 | 0 | 0 | 8541.67 | 0 | 0 | 0 | 3485.89 | 0 | 1241.97 | 0 | 17283 | 0 | 0 | 0 | 0 | 0 | 0 | 0 | 1220250 | 104557 | 1151540 | 702834 | 216953 | 5241.34 | 180730 | 395051 | 1018890 | 899501 | 132416 | 338640 | 729806 | 534086 | 544936 | 1369980
PrimarySchool | 1 - Prototype-NewHvac | run/Prototype Row B/datapoint_59c942ed53ff6b03c8620185 | Boise Air Terminal Uo | 4732930 | 73958.8 | 63.9942 | 513.5 | 2551.5 | 0.5 | 27.75 | 3443020 | 1289910 | 0 | 0 | 0 | 386.462 | 1151540 | 80393.8 | 1591590 | 0 | 126211 | 46481 | 817634 | 415419 | 474193 | 85.3035 | 0 | 0 | 29382.3 | 0 |  | 337483 | 23561.1 | 364308 | 0 | 594.444 | 13622.2 | 125 | 121747 | 138972 | 25 | 0 | 0 | 8611.11 | 0 | 0 | 0 | 3485.89 | 0 | 1242.07 | 0 | 8173.66 | 0 | 0 | 0 | 0 | 0 | 0 | 0 | 1220250 | 104557 | 1151540 | 693773 | 173249 | 3590.66 | 157610 | 390755 | 1002350 | 888922 | 137738 | 224850 | 919518 | 539948 | 560015 | 1390050
PrimarySchool | 2 - Prototype-NewHvacLoadsConstSch | run/Prototype Row B/datapoint_59c942f553ff6b03c8620195 | Boise Air Terminal Uo | 5043370 | 73958.8 | 68.1916 | 765 | 2068 | 1.25 | 25.5 | 3514130 | 1529250 | 0 | 0 | 0 | 379.583 | 1151540 | 175763 | 1591590 | 0 | 166920 | 46367.2 | 1018250 | 377004 | 487131 | 28.4345 | 0 | 0 | 28775.7 | 0 |  | 337483 | 51511.1 | 364308 | 0 | 594.444 | 13588.9 | 708.333 | 110489 | 142764 | 8.3333 | 0 | 0 | 8433.33 | 0 | 0 | 0 | 3485.89 | 0 | 1649.24 | 0 | 10160.3 | 0 | 0 | 0 | 0 | 0 | 0 | 0 | 1220250 | 104557 | 1151540 | 698739 | 174998 | 9624.56 | 127361 | 393290 | 1011620 | 898178 | 188085 | 326476 | 1151740 | 532345 | 538396 | 1364030
PrimarySchool | 3b - Typical-Bar-Sliced | run/Prototype Row B/datapoint_59c9430753ff6b03c86201a5 | Boise Air Terminal Uo | 5457350 | 73989 | 73.759 | 2157 | 2253.5 | 0 | 65 | 3817380 | 1639970 | 0 | 0 | 0 | 395.16 | 1151990 | 175479 | 1591180 | 0 | 139661 | 0 | 1156140 | 436716 | 759789 | 28.4345 | 0 | 0 | 46386.2 | 0 |  | 337614 | 51427.8 | 364356 | 0 | 0 | 0 | 1105.56 | 127989 | 222672 | 8.3333 | 0 | 0 | 13594.4 | 0 | 0 | 0 | 3480.11 | 0 | 1396.88 | 0 | 11525.9 | 0 | 0 | 0 | 0 | 0 | 0 | 0 | 1220440 | 104383 | 1151990 | 680032 | 162645 | 9459.55 | 267796 | 354081 | 902092 | 899665 | 173356 | 503348 | 1275230 | 490758 | 472848 | 1307520
PrimarySchool | 4b - Typical-Bar-Blend | run/Prototype Row B/datapoint_59c9431053ff6b03c86201b5 | Boise Air Terminal Uo | 5161830 | 73989 | 69.7649 | 885.25 | 530 | 3 | 88.25 | 3747890 | 1413940 | 0 | 0 | 0 | 373.554 | 1151990 | 175479 | 1591180 | 0 | 139651 | 0 | 927543 | 375146 | 719526 | 28.4345 | 0 | 0 | 81303.8 | 0 |  | 337614 | 51427.8 | 364356 | 0 | 0 | 0 | 350 | 109944 | 210872 | 8.3333 | 0 | 0 | 23827.8 | 0 | 0 | 0 | 3480.11 | 0 | 1396.78 | 0 | 9265.28 | 0 | 0 | 0 | 0 | 0 | 0 | 0 | 1220440 | 104383 | 1151990 | 686851 | 134419 | 9561.58 | 271411 | 352596 | 899908 | 897322 | 180173 | 489321 | 1261340 | 490519 | 471552 | 1301670
PrimarySchool | 4c - Typical-Urban-Blend | run/Prototype Row B/datapoint_59c9432b53ff6b03c86201c7 | Boise Air Terminal Uo | 5110610 | 73963.6 | 69.0963 | 152.25 | 159.5 | 0 | 39 | 3375850 | 1734750 | 0 | 0 | 0 | 320.686 | 1151590 | 175479 | 1590620 | 0 | 139651 | 0 | 1247750 | 267265 | 538208 | 28.4345 | 0 | 0 | 0 | 0 |  | 337497 | 51427.8 | 364228 | 0 | 0 | 0 | 141.667 | 78327.8 | 157733 | 8.3333 | 0 | 0 | 0 | 0 | 0 | 0 | 3478.88 | 0 | 1396.78 | 0 | 12475.1 | 0 | 0 | 0 | 0 | 0 | 0 | 0 | 1220020 | 104348 | 1151590 | 698074 | 196288 | 9562.49 | 306174 | 391532 | 780896 | 887853 | 178933 | 333157 | 1306630 | 542430 | 411267 | 1292470
PrimarySchool | 4d - Prototype-Prototype-Blend | run/Prototype Row B/datapoint_59c991be45b421004abe3aa8 | Boise Air Terminal Uo | 5279470 | 73958.8 | 71.384 | 371.25 | 641.25 | 0.25 | 107 | 3447030 | 1832440 | 0 | 0 | 0 | 377.009 | 1151540 | 175763 | 1591590 | 0 | 166920 | 43940.8 | 1320360 | 373051 | 456270 | 28.4345 | 0 | 0 | 0 | 0 |  | 337483 | 51511.1 | 364308 | 0 | 594.444 | 12877.8 | 391.667 | 109331 | 133719 | 8.3333 | 0 | 0 | 0 | 0 | 0 | 0 | 3485.89 | 0 | 1649.24 | 0 | 13192.7 | 0 | 0 | 0 | 0 | 0 | 0 | 0 | 1220250 | 104557 | 1151540 | 703572 | 190611 | 9669.72 | 130893 | 394087 | 1013020 | 897265 | 187031 | 369812 | 1144010 | 529653 | 533374 | 1360400
[17 empty] | 0 | 95369.2 | 0 | 0 | 40718 | 28.4 | 709720 | 90109 | 88725 | 3345.7955 | 0 | 0 | 369.7 | 0 | 17.73%
PrimarySchool | 0 - Prototype¦1 - Prototype-NewHvac |  | Boise Air Terminal Uo | 1066650 | 0 | 14.4221 | 55.75 | 1795 | 4 | 318.75 | 155900 | 910750 | 0 | 0 | 0 | 32.253 | 0% | 0% | 0% | 0% | 0.0001552% | 0.001473% | 15.7% | 0.8913% | 1.753% | 0.05671% | 0% | 0% | 0.004085% | 0% | 18.4% | 0 | 0 | 0 | 0 | 0 | 25 | 125 | 15150 | 29795 | 963.889 | 0 | 0 | 69.44 | 0 | 0 | 0 | 0 | 0 | 0.1 | 0 | 9109.34 | 0 | 0 | 0 | 0 | 0 | 0 | 0 | 0 | 0 | 0 | 9061 | 43704 | 1650.68 | 23120 | 4296 | 16540 | 10579 | 5322 | 113790 | 189712 | 5862 | 15079 | 20070
PrimarySchool | 1 - Prototype-NewHvac¦2 - Prototype-NewHvacLoadsConstSch |  | Boise Air Terminal Uo | 310440 | 0 | 4.1974 | 251.5 | 483.5 | 0.75 | 2.25 | 71110 | 239340 | 0 | 0 | 0 | 6.879 | 0% | 2.015% | 0% | 0% | 0.8601% | 0.002404% | 4.239% | 0.8117% | 0.2734% | 0.001202% | 0% | 0% | 0.01282% | 0% | 8.215% | 0 | 27950 | 0 | 0 | 0 | 33.3 | 583.333 | 11258 | 3792 | 16.6667 | 0 | 0 | 177.78 | 0 | 0 | 0 | 0 | 0 | 407.17 | 0 | 1986.64 | 0 | 0 | 0 | 0 | 0 | 0 | 0 | 0 | 0 | 0 | 4966 | 1749 | 6033.9 | 30249 | 2535 | 9270 | 9256 | 50347 | 101626 | 232222 | 7603 | 21619 | 26020
PrimarySchool | 2 - Prototype-NewHvacLoadsConstSch¦3b - Typical-Bar-Sliced |  | Boise Air Terminal Uo | 413980 | 30.2 | 5.5674 | 1392 | 185.5 | 1.25 | 39.5 | 303250 | 110720 | 0 | 0 | 0 | 15.577 | 0.008923% | 0.005631% | 0.008129% | 0% | 0.5405% | 0.9194% | 2.734% | 1.184% | 5.406% | 0% | 0% | 0% | 0.3492% | 0% | 11.16% | 131 | 83.3 | 48 | 0 | 594.444 | 13588.9 | 397.227 | 17500 | 79908 | 0 | 0 | 0 | 5161.07 | 0 | 0 | 0 | 5.78 | 0 | 252.36 | 0 | 1365.6 | 0 | 0 | 0 | 0 | 0 | 0 | 0 | 190 | 174 | 450 | 18707 | 12353 | 165.01 | 140435 | 39209 | 109528 | 1487 | 14729 | 176872 | 123490 | 41587 | 65548 | 56510
PrimarySchool | 2 - Prototype-NewHvacLoadsConstSch¦4b - Typical-Bar-Blend |  | Boise Air Terminal Uo | 118460 | 30.2 | 1.5733 | 120.25 | 1538 | 1.75 | 62.75 | 233760 | 115310 | 0 | 0 | 0 | 6.029 | 0.008923% | 0.005631% | 0.008129% | 0% | 0.5407% | 0.9194% | 1.799% | 0.03684% | 4.608% | 0% | 0% | 0% | 1.042% | 0% | 8.968% | 131 | 83.3 | 48 | 0 | 594.444 | 13588.9 | 358.333 | 545 | 68108 | 0 | 0 | 0 | 15394.47 | 0 | 0 | 0 | 5.78 | 0 | 252.46 | 0 | 895.02 | 0 | 0 | 0 | 0 | 0 | 0 | 0 | 190 | 174 | 450 | 11888 | 40579 | 62.98 | 144050 | 40694 | 111712 | 856 | 7912 | 162845 | 109600 | 41826 | 66844 | 62360
PrimarySchool | 2 - Prototype-NewHvacLoadsConstSch¦4c - Typical-Urban-Blend |  | Boise Air Terminal Uo | 67240 | 4.8 | 0.9047 | 612.75 | 1908.5 | 1.25 | 13.5 | 138280 | 205500 | 0 | 0 | 0 | 58.897 | 0.0009914% | 0.005631% | 0.01923% | 0% | 0.5407% | 0.9194% | 4.551% | 2.176% | 1.013% | 0% | 0% | 0% | 0.5706% | 0% | 9.796% | 14 | 83.3 | 80 | 0 | 594.444 | 13588.9 | 566.666 | 32161.2 | 14969 | 0 | 0 | 0 | 8433.33 | 0 | 0 | 0 | 7.01 | 0 | 252.46 | 0 | 2314.8 | 0 | 0 | 0 | 0 | 0 | 0 | 0 | 230 | 209 | 50 | 665 | 21290 | 62.07 | 178813 | 1758 | 230724 | 10325 | 9152 | 6681 | 154890 | 10085 | 127129 | 71560
PrimarySchool | 2 - Prototype-NewHvacLoadsConstSch¦4d - Prototype-Prototype-Blend |  | Boise Air Terminal Uo | 236100 | 0 | 3.1924 | 393.75 | 1426.75 | 1 | 81.5 | 67100 | 303190 | 0 | 0 | 0 | 2.574 | 0% | 0% | 0% | 0% | 0% | 0.04811% | 5.99% | 0.07838% | 0.6119% | 0% | 0% | 0% | 0.5706% | 0% | 7.299% | 0 | 0 | 0 | 0 | 0 | 711.1 | 316.666 | 1158 | 9045 | 0 | 0 | 0 | 8433.33 | 0 | 0 | 0 | 0 | 0 | 0 | 0 | 3032.4 | 0 | 0 | 0 | 0 | 0 | 0 | 0 | 0 | 0 | 0 | 4833 | 15613 | 45.16 | 3532 | 797 | 1400 | 913 | 1054 | 43336 | 7730 | 2692 | 5022 | 3630
FullServiceRestaurant | 0 - Prototype | run/Prototype Row B/datapoint_59c942e553ff6b03c8620176 | Boise Air Terminal Uo | 2713550 | 5501.97 | 493.196 | 23.5 | 149.5 | 0 | 0.5 | 1181620 | 1531930 | 0 | 0 | 0 | 87.4723 | 176995 | 54945 | 881915 | 0 | 253977 | 34140.4 | 834733 | 64859.1 | 411741 | 246.432 | 0 | 0 | 0 | 0 |  | 51872.2 | 16102.8 | 127972 | 0 | 594.444 | 10005.6 | 0 | 19008.3 | 120669 | 72.2222 | 0 | 0 | 0 | 0 | 0 | 0 | 4453.42 | 0 | 2519.97 | 0 | 8348.94 | 0 | 0 | 0 | 0 | 0 | 0 | 0 | 381251 | 133576 | 176999 | 226246 | 43844.6 | 7675.5 | 590.7 | 55248.3 | 71742.7 | 67827.4 | 161332 | 186073 | 84296.3 | 78125.9 | 30554.1 | 83676.6
FullServiceRestaurant | 1 - Prototype-NewHvac | run/Prototype Row B/datapoint_59c942ed53ff6b03c8620186 | Boise Air Terminal Uo | 2676830 | 5501.97 | 486.523 | 113.25 | 247 | 72.5 | 75.5 | 1275550 | 1401280 | 0 | 0 | 0 | 94.3773 | 176995 | 54945 | 881915 | 0 | 253977 | 34301.5 | 704086 | 72849.2 | 497509 | 246.432 | 0 | 0 | 0 | 0 |  | 51872.2 | 16102.8 | 127972 | 0 | 594.444 | 10052.8 | 0 | 21350 | 145806 | 72.2222 | 0 | 0 | 0 | 0 | 0 | 0 | 4453.42 | 0 | 2519.97 | 0 | 7042.22 | 0 | 0 | 0 | 0 | 0 | 0 | 0 | 381251 | 133576 | 176999 | 224319 | 46562.5 | 7653.29 | 117.3 | 55066.6 | 71470.4 | 67548.9 | 164478 | 142797 | 95808.6 | 78999.4 | 31432.2 | 84171.6
FullServiceRestaurant | 2 - Prototype-NewHvacLoadsConstSch | run/Prototype Row B/datapoint_59c942f553ff6b03c8620196 | Boise Air Terminal Uo | 1866800 | 5501.97 | 339.297 | 35 | 324.5 | 5.5 | 105.25 | 1023520 | 843282 | 0 | 0 | 0 | 70.2357 | 176995 | 58196 | 841036 | 0 | 270498 | 34965 | 129567 | 58262.3 | 251721 | 0 | 0 | 0 | 45561.6 | 0 |  | 51872.2 | 17055.6 | 115992 | 0 | 594.444 | 10247.2 | 0 | 17075 | 73772.2 | 0 | 0 | 0 | 13352.8 | 0 | 0 | 0 | 4453.42 | 0 | 2685.21 | 0 | 1295.92 | 0 | 0 | 0 | 0 | 0 | 0 | 0 | 340373 | 133576 | 176999 | 219701 | 15447.5 | 980.927 | 35.4 | 54215 | 70915.8 | 65053.5 | 20397.2 | 6455.74 | 151220 | 81124.1 | 32724.4 | 90483.2
FullServiceRestaurant | 3b - Typical-Bar-Sliced | run/Prototype Row B/datapoint_59c9430753ff6b03c86201a6 | Boise Air Terminal Uo | 2168520 | 5500.04 | 394.274 | 178.5 | 130.75 | 107.5 | 102 | 894900 | 1273620 | 0 | 0 | 0 | 70.8045 | 176929 | 58177 | 840903 | 0 | 245257 | 0 | 583173 | 85246.7 | 178834 | 0 | 0 | 0 | 0 | 0 |  | 51852.8 | 17050 | 115967 | 0 | 0 | 0 | 5.5556 | 24983.3 | 52411.1 | 0 | 0 | 0 | 0 | 0 | 0 | 0 | 4452.95 | 0 | 2453.04 | 0 | 5832.66 | 0 | 0 | 0 | 0 | 0 | 0 | 0 | 340296 | 133563 | 176928 | 223779 | 31037.1 | 981.087 | 3982.6 | 54120.5 | 59928.3 | 56735.8 | 19258.4 | 98896.6 | 177604 | 80398.9 | 30965.7 | 82718.5
FullServiceRestaurant | 4b - Typical-Bar-Blend | run/Prototype Row B/datapoint_59c9431053ff6b03c86201b6 | Boise Air Terminal Uo | 2073400 | 5500.04 | 376.979 | 188.75 | 204 | 86.25 | 149.5 | 888635 | 1184760 | 0 | 0 | 0 | 69.0732 | 176929 | 58177 | 840903 | 0 | 245257 | 0 | 494306 | 79863.1 | 177962 | 0 | 0 | 0 | 0 | 0 |  | 51852.8 | 17050 | 115967 | 0 | 0 | 0 | 2.7778 | 23405.6 | 52155.6 | 0 | 0 | 0 | 0 | 0 | 0 | 0 | 4452.95 | 0 | 2453.04 | 0 | 4943.91 | 0 | 0 | 0 | 0 | 0 | 0 | 0 | 340296 | 133563 | 176928 | 222138 | 24972.8 | 1127.94 | 2010.7 | 54459.9 | 60538.6 | 56735.5 | 18979.4 | 84026.4 | 174534 | 79814.1 | 31121.4 | 82663.1
FullServiceRestaurant | 4c - Typical-Urban-Blend | run/Prototype Row B/datapoint_59c9432b53ff6b03c86201c8 | Boise Air Terminal Uo | 2090890 | 5502.3 | 380.004 | 146.75 | 77.5 | 43 | 64 | 922672 | 1168220 | 0 | 0 | 0 | 71.3388 | 177005 | 58177 | 841254 | 0 | 245248 | 0 | 477605 | 85872.2 | 205733 | 0 | 0 | 0 | 0 | 0 |  | 51875 | 17050 | 116017 | 0 | 0 | 0 | 8.3333 | 25166.7 | 60294.4 | 0 | 0 | 0 | 0 | 0 | 0 | 0 | 4454.75 | 0 | 2452.95 | 0 | 4776.69 | 0 | 0 | 0 | 0 | 0 | 0 | 0 | 340437 | 133618 | 177001 | 221762 | 25629.2 | 1128.77 | 4608.5 | 45239.6 | 100502 | 55521.8 | 18836.5 | 86161.7 | 206358 | 69072.2 | 48817.1 | 83176.9
FullServiceRestaurant | 4d - Prototype-Prototype-Blend | run/Prototype Row B/datapoint_59c991be45b421004abe3aa9 | Boise Air Terminal Uo | 2068420 | 5501.97 | 375.942 | 39.25 | 323.75 | 5 | 105.5 | 999994 | 1068430 | 0 | 0 | 0 | 75.4189 | 176995 | 58196 | 841036 | 0 | 270498 | 34462.6 | 354702 | 80308.5 | 252214 | 0 | 0 | 0 | 0 | 0 |  | 51872.2 | 17055.6 | 115992 | 0 | 594.444 | 10100 | 0 | 23536.1 | 73916.7 | 0 | 0 | 0 | 0 | 0 | 0 | 0 | 4453.42 | 0 | 2685.21 | 0 | 3547.7 | 0 | 0 | 0 | 0 | 0 | 0 | 0 | 340373 | 133576 | 176999 | 220808 | 25680.7 | 1127.88 | 38.8 | 54914.4 | 71012.6 | 65288.2 | 19774.6 | 9496.22 | 142081 | 79999.1 | 32808.9 | 90055.3
[17 empty] | 0 | 3251 | 40879 | 0 | 16521 | 824.6 | 705166 | 6596.8 | 160020 | 246.432 | 0 | 0 | 45561.6 | 0 | 36.08%
FullServiceRestaurant | 0 - Prototype¦1 - Prototype-NewHvac |  | Boise Air Terminal Uo | 36720 | 0 | 6.673 | 89.75 | 97.5 | 72.5 | 75 | 93930 | 130650 | 0 | 0 | 0 | 6.905 | 0% | 0% | 0% | 0% | 0% | 0.005937% | 4.815% | 0.2945% | 3.161% | 0% | 0% | 0% | 0% | 0% | 8.276% | 0 | 0 | 0 | 0 | 0 | 47.2 | 0 | 2341.7 | 25137 | 0 | 0 | 0 | 0 | 0 | 0 | 0 | 0 | 0 | 0 | 0 | 1306.72 | 0 | 0 | 0 | 0 | 0 | 0 | 0 | 0 | 0 | 0 | 1927 | 2717.9 | 22.21 | 473.4 | 181.7 | 272.3 | 278.5 | 3146 | 43276 | 11512.3 | 873.5 | 878.1 | 495
FullServiceRestaurant | 1 - Prototype-NewHvac¦2 - Prototype-NewHvacLoadsConstSch |  | Boise Air Terminal Uo | 810030 | 0 | 147.226 | 78.25 | 77.5 | 67 | 29.75 | 252030 | 557998 | 0 | 0 | 0 | 24.1416 | 0% | 0.1214% | 1.527% | 0% | 0.6172% | 0.02479% | 21.46% | 0.5449% | 9.182% | 0.009206% | 0% | 0% | 1.702% | 0% | 35.19% | 0 | 952.8 | 11980 | 0 | 0 | 194.4 | 0 | 4275 | 72033.8 | 72.2222 | 0 | 0 | 13352.8 | 0 | 0 | 0 | 0 | 0 | 165.24 | 0 | 5746.3 | 0 | 0 | 0 | 0 | 0 | 0 | 0 | 40878 | 0 | 0 | 4618 | 31115 | 6672.363 | 81.9 | 851.6 | 554.6 | 2495.4 | 144080.8 | 136341.26 | 55411.4 | 2124.7 | 1292.2 | 6311.6
FullServiceRestaurant | 2 - Prototype-NewHvacLoadsConstSch¦3b - Typical-Bar-Sliced |  | Boise Air Terminal Uo | 301720 | 1.93 | 54.977 | 143.5 | 193.75 | 102 | 3.25 | 128620 | 430338 | 0 | 0 | 0 | 0.5688 | 0.003535% | 0.001018% | 0.007124% | 0% | 1.352% | 1.873% | 24.3% | 1.445% | 3.904% | 0% | 0% | 0% | 2.441% | 0% | 35.33% | 19.4 | 5.6 | 25 | 0 | 594.444 | 10247.2 | 5.5556 | 7908.3 | 21361.1 | 0 | 0 | 0 | 13352.8 | 0 | 0 | 0 | 0.47 | 0 | 232.17 | 0 | 4536.74 | 0 | 0 | 0 | 0 | 0 | 0 | 0 | 77 | 13 | 71 | 4078 | 15589.6 | 0.16 | 3947.2 | 94.5 | 10987.5 | 8317.7 | 1138.8 | 92440.86 | 26384 | 725.2 | 1758.7 | 7764.7
FullServiceRestaurant | 2 - Prototype-NewHvacLoadsConstSch¦4b - Typical-Bar-Blend |  | Boise Air Terminal Uo | 206600 | 1.93 | 37.682 | 153.75 | 120.5 | 80.75 | 44.25 | 134885 | 341478 | 0 | 0 | 0 | 1.1625 | 0.003535% | 0.001018% | 0.007124% | 0% | 1.352% | 1.873% | 19.54% | 1.157% | 3.951% | 0% | 0% | 0% | 2.441% | 0% | 30.32% | 19.4 | 5.6 | 25 | 0 | 594.444 | 10247.2 | 2.7778 | 6330.6 | 21616.6 | 0 | 0 | 0 | 13352.8 | 0 | 0 | 0 | 0.47 | 0 | 232.17 | 0 | 3647.99 | 0 | 0 | 0 | 0 | 0 | 0 | 0 | 77 | 13 | 71 | 2437 | 9525.3 | 147.013 | 1975.3 | 244.9 | 10377.2 | 8318 | 1417.8 | 77570.66 | 23314 | 1310 | 1603 | 7820.1
FullServiceRestaurant | 2 - Prototype-NewHvacLoadsConstSch¦4c - Typical-Urban-Blend |  | Boise Air Terminal Uo | 224090 | 0.33 | 40.707 | 111.75 | 247 | 37.5 | 41.25 | 100848 | 324938 | 0 | 0 | 0 | 1.1031 | 0.0005357% | 0.001018% | 0.01168% | 0% | 1.353% | 1.873% | 18.64% | 1.479% | 2.463% | 0% | 0% | 0% | 2.441% | 0% | 28.27% | 2.8 | 5.6 | 25 | 0 | 594.444 | 10247.2 | 8.3333 | 8091.7 | 13477.8 | 0 | 0 | 0 | 13352.8 | 0 | 0 | 0 | 1.33 | 0 | 232.26 | 0 | 3480.77 | 0 | 0 | 0 | 0 | 0 | 0 | 0 | 64 | 42 | 2 | 2061 | 10181.7 | 147.843 | 4573.1 | 8975.4 | 29586.2 | 9531.7 | 1560.7 | 79705.96 | 55138 | 12051.9 | 16092.7 | 7306.3
FullServiceRestaurant | 2 - Prototype-NewHvacLoadsConstSch¦4d - Prototype-Prototype-Blend |  | Boise Air Terminal Uo | 201620 | 0 | 36.645 | 4.25 | 0.75 | 0.5 | 0.25 | 23526 | 225148 | 0 | 0 | 0 | 5.1832 | 0% | 0% | 0% | 0% | 0% | 0.02691% | 12.06% | 1.181% | 0.02641% | 0% | 0% | 0% | 2.441% | 0% | 15.73% | 0 | 0 | 0 | 0 | 0 | 147.2 | 0 | 6461.1 | 144.5 | 0 | 0 | 0 | 13352.8 | 0 | 0 | 0 | 0 | 0 | 0 | 0 | 2251.78 | 0 | 0 | 0 | 0 | 0 | 0 | 0 | 0 | 0 | 0 | 1107 | 10233.2 | 146.953 | 3.4 | 699.4 | 96.8 | 234.7 | 622.6 | 3040.48 | 9139 | 1125 | 84.5 | 427.9
QuickServiceRestaurant | 0 - Prototype | run/Prototype Row B/datapoint_59c942e553ff6b03c862017c | Boise Air Terminal Uo | 1455590 | 2500.89 | 582.03 | 190.5 | 172.75 | 0 | 0 | 597807 | 857774 | 0 | 0 | 0 | 42.8026 | 71579.1 | 25922.8 | 714692 | 0 | 67873.2 | 35249.3 | 337641 | 28406.1 | 174228 | 0 | 0 | 0 | 0 | 0 |  | 20977.8 | 7597.22 | 76911.1 | 0 | 0 | 10330.6 | 0 | 8325 | 51061.1 | 0 | 0 | 0 | 0 | 0 | 0 | 0 | 4523.48 | 0 | 678.863 | 0 | 3377.06 | 0 | 0 | 0 | 0 | 0 | 0 | 0 | 215990 | 135679 | 71580.5 | 74124 | 15709 | 9770.98 | 186 | 38384.9 | 40156.6 | 30086.8 | 145640 | 179314 | 44995.4 | 55547 | 16762.2 | 38156.8
QuickServiceRestaurant | 1 - Prototype-NewHvac | run/Prototype Row B/datapoint_59c942ed53ff6b03c862018c | Boise Air Terminal Uo | 1470490 | 2500.89 | 587.988 | 266 | 266 | 106.75 | 64 | 629351 | 841140 | 0 | 0 | 0 | 46.2138 | 71579.1 | 25922.8 | 714692 | 0 | 67873.2 | 35467.3 | 320997 | 33780.2 | 200179 | 0 | 0 | 0 | 0 | 0 |  | 20977.8 | 7597.22 | 76911.1 | 0 | 0 | 10394.4 | 0 | 9900 | 58666.7 | 0 | 0 | 0 | 0 | 0 | 0 | 0 | 4523.48 | 0 | 678.863 | 0 | 3210.59 | 0 | 0 | 0 | 0 | 0 | 0 | 0 | 215990 | 135679 | 71580.5 | 73320.3 | 17592.7 | 9759.24 | 48.6 | 38170.5 | 39982.1 | 29911.6 | 148423 | 183058 | 52114.5 | 56358.2 | 17256.3 | 38481
QuickServiceRestaurant | 2 - Prototype-NewHvacLoadsConstSch | run/Prototype Row B/datapoint_59c942f553ff6b03c862019c | Boise Air Terminal Uo | 1141170 | 2500.89 | 456.307 | 144 | 210.5 | 21.25 | 85.5 | 472752 | 668420 | 0 | 0 | 0 | 33.1313 | 71579.1 | 33704.4 | 673813 | 0 | 73455.8 | 35742.2 | 142703 | 25164.5 | 85009.7 | 0 | 0 | 0 | 0 | 0 |  | 20977.8 | 9877.78 | 64930.6 | 0 | 0 | 10475 | 0 | 7375 | 24913.9 | 0 | 0 | 0 | 0 | 0 | 0 | 0 | 4523.48 | 0 | 734.7 | 0 | 1427.31 | 0 | 0 | 0 | 0 | 0 | 0 | 0 | 175112 | 135679 | 71580.5 | 72278.4 | 10059.4 | 634.169 | 16.6 | 37864 | 39777.1 | 29133 | 13380.8 | 20328.7 | 66538.4 | 57043.3 | 17647.9 | 40515.7
QuickServiceRestaurant | 3b - Typical-Bar-Sliced | run/Prototype Row B/datapoint_59c9430753ff6b03c86201ac | Boise Air Terminal Uo | 1273250 | 2497.01 | 509.91 | 6.5 | 48.25 | 0 | 48.25 | 482031 | 791219 | 0 | 0 | 0 | 36.0602 | 71465.4 | 33647.5 | 672761 | 0 | 63010.9 | 0 | 276696 | 45163.5 | 110497 | 0 | 0 | 0 | 0 | 0 |  | 20944.4 | 9861.11 | 64830.6 | 0 | 0 | 0 | 11.1111 | 13236.1 | 32383.3 | 0 | 0 | 0 | 0 | 0 | 0 | 0 | 4516.37 | 0 | 630.23 | 0 | 2767.12 | 0 | 0 | 0 | 0 | 0 | 0 | 0 | 174838 | 135466 | 71468.3 | 72293.3 | 10667.5 | 633.461 | 3517.1 | 35914 | 40228.7 | 25867.9 | 12666.5 | 69662.4 | 76134.3 | 53723.9 | 20394.8 | 37257.3
QuickServiceRestaurant | 4b - Typical-Bar-Blend | run/Prototype Row B/datapoint_59c9431053ff6b03c86201bc | Boise Air Terminal Uo | 1256050 | 2497.01 | 503.02 | 303.75 | 141.25 | 84.25 | 110.25 | 484761 | 771277 | 0 | 0 | 0 | 37.0241 | 71465.4 | 33647.5 | 672761 | 0 | 63010.9 | 0 | 256802 | 49589.8 | 108762 | 0 | 0 | 0 | 0 | 0 |  | 20944.4 | 9861.11 | 64830.6 | 0 | 0 | 0 | 25 | 14533.3 | 31875 | 0 | 0 | 0 | 0 | 0 | 0 | 0 | 4516.37 | 0 | 630.23 | 0 | 2567.66 | 0 | 0 | 0 | 0 | 0 | 0 | 0 | 174838 | 135466 | 71468.3 | 71961.4 | 9117.02 | 776.067 | 1653.1 | 36211.4 | 40799.8 | 25662.3 | 12773.3 | 66171.7 | 79291.1 | 54615.3 | 20861.4 | 37423.6
QuickServiceRestaurant | 4c - Typical-Urban-Blend | run/Prototype Row B/datapoint_59c9432b53ff6b03c86201ce | Boise Air Terminal Uo | 1158440 | 2500.99 | 463.192 | 377.25 | 75 | 73.75 | 62 | 434205 | 724237 | 0 | 0 | 0 | 32.892 | 71579.1 | 33647.5 | 673851 | 0 | 63010.9 | 0 | 208994 | 42206.3 | 65134 | 0 | 0 | 0 | 0 | 0 |  | 20977.8 | 9861.11 | 64933.3 | 0 | 0 | 0 | 16.6667 | 12369.4 | 19088.9 | 0 | 0 | 0 | 0 | 0 | 0 | 0 | 4523.76 | 0 | 630.23 | 0 | 2089.77 | 0 | 0 | 0 | 0 | 0 | 0 | 0 | 175120 | 135685 | 71583.9 | 71951.2 | 6348.77 | 777.671 | 2540.6 | 29772.4 | 67313.1 | 24948 | 12827 | 72468 | 100419 | 47278.8 | 32562.1 | 37958.5
QuickServiceRestaurant | 4d - Prototype-Prototype-Blend | run/Prototype Row B/datapoint_59c991be45b421004abe3aaf | Boise Air Terminal Uo | 1165620 | 2500.89 | 466.081 | 175.5 | 377.25 | 24 | 118.25 | 495614 | 670012 | 0 | 0 | 0 | 34.8796 | 71579.1 | 33704.4 | 673813 | 0 | 73455.8 | 35533.7 | 144296 | 35164 | 98080.1 | 0 | 0 | 0 | 0 | 0 |  | 20977.8 | 9877.78 | 64930.6 | 0 | 0 | 10413.9 | 0 | 10305.6 | 28744.4 | 0 | 0 | 0 | 0 | 0 | 0 | 0 | 4523.48 | 0 | 734.7 | 0 | 1443.24 | 0 | 0 | 0 | 0 | 0 | 0 | 0 | 175112 | 135679 | 71580.5 | 71749 | 6485.96 | 776.66 | 18.1 | 38166.5 | 39711.5 | 29189.2 | 13402 | 18002.4 | 65703.8 | 56931.6 | 18148.9 | 40493.3
[17 empty] | 0 | 7781.6 | 40879 | 0 | 5582.6 | 492.9 | 194938 | 3241.6 | 89218.3 | 0 | 0 | 0 | 0 | 0 | 23.5%
QuickServiceRestaurant | 0 - Prototype¦1 - Prototype-NewHvac |  | Boise Air Terminal Uo | 14900 | 0 | 5.958 | 75.5 | 93.25 | 106.75 | 64 | 31544 | 16634 | 0 | 0 | 0 | 3.4112 | 0% | 0% | 0% | 0% | 0% | 0.01498% | 1.143% | 0.3692% | 1.783% | 0% | 0% | 0% | 0% | 0% | 3.31% | 0 | 0 | 0 | 0 | 0 | 63.8 | 0 | 1575 | 7605.6 | 0 | 0 | 0 | 0 | 0 | 0 | 0 | 0 | 0 | 0 | 0 | 166.47 | 0 | 0 | 0 | 0 | 0 | 0 | 0 | 0 | 0 | 0 | 803.7 | 1883.7 | 11.74 | 137.4 | 214.4 | 174.5 | 175.2 | 2783 | 3744 | 7119.1 | 811.2 | 494.1 | 324.2
QuickServiceRestaurant | 1 - Prototype-NewHvac¦2 - Prototype-NewHvacLoadsConstSch |  | Boise Air Terminal Uo | 329320 | 0 | 131.681 | 122 | 55.5 | 85.5 | 21.5 | 156599 | 172720 | 0 | 0 | 0 | 13.0825 | 0% | 0.5292% | 2.78% | 0% | 0.3796% | 0.01869% | 12.12% | 0.5859% | 7.832% | 0% | 0% | 0% | 0% | 0% | 24.25% | 0 | 2280.56 | 11980.5 | 0 | 0 | 80.6 | 0 | 2525 | 33752.8 | 0 | 0 | 0 | 0 | 0 | 0 | 0 | 0 | 0 | 55.837 | 0 | 1783.28 | 0 | 0 | 0 | 0 | 0 | 0 | 0 | 40878 | 0 | 0 | 1041.9 | 7533.3 | 9125.071 | 32 | 306.5 | 205 | 778.6 | 135042.2 | 162729.3 | 14423.9 | 685.1 | 391.6 | 2034.7
QuickServiceRestaurant | 2 - Prototype-NewHvacLoadsConstSch¦3b - Typical-Bar-Sliced |  | Boise Air Terminal Uo | 132080 | 3.88 | 53.603 | 137.5 | 162.25 | 21.25 | 37.25 | 9279 | 122799 | 0 | 0 | 0 | 2.9289 | 0.009963% | 0.004986% | 0.09219% | 0% | 0.9153% | 3.132% | 11.74% | 1.752% | 2.233% | 0% | 0% | 0% | 0% | 0% | 19.88% | 33.4 | 16.67 | 100 | 0 | 0 | 10475 | 11.1111 | 5861.1 | 7469.4 | 0 | 0 | 0 | 0 | 0 | 0 | 0 | 7.11 | 0 | 104.47 | 0 | 1339.81 | 0 | 0 | 0 | 0 | 0 | 0 | 0 | 274 | 213 | 112.2 | 14.9 | 608.1 | 0.708 | 3500.5 | 1950 | 451.6 | 3265.1 | 714.3 | 49333.7 | 9595.9 | 3319.4 | 2746.9 | 3258.4
QuickServiceRestaurant | 2 - Prototype-NewHvacLoadsConstSch¦4b - Typical-Bar-Blend |  | Boise Air Terminal Uo | 114880 | 3.88 | 46.713 | 159.75 | 69.25 | 63 | 24.75 | 12009 | 102857 | 0 | 0 | 0 | 3.8928 | 0.009963% | 0.004986% | 0.09219% | 0% | 0.9153% | 3.132% | 9.998% | 2.14% | 2.081% | 0% | 0% | 0% | 0% | 0% | 18.37% | 33.4 | 16.67 | 100 | 0 | 0 | 10475 | 25 | 7158.3 | 6961.1 | 0 | 0 | 0 | 0 | 0 | 0 | 0 | 7.11 | 0 | 104.47 | 0 | 1140.35 | 0 | 0 | 0 | 0 | 0 | 0 | 0 | 274 | 213 | 112.2 | 317 | 942.38 | 141.898 | 1636.5 | 1652.6 | 1022.7 | 3470.7 | 607.5 | 45843 | 12752.7 | 2428 | 3213.5 | 3092.1
QuickServiceRestaurant | 2 - Prototype-NewHvacLoadsConstSch¦4c - Typical-Urban-Blend |  | Boise Air Terminal Uo | 17270 | 0.1 | 6.885 | 233.25 | 135.5 | 52.5 | 23.5 | 38547 | 55817 | 0 | 0 | 0 | 0.2393 | 0% | 0.004986% | 0.00333% | 0% | 0.9153% | 3.132% | 5.809% | 1.493% | 1.742% | 0% | 0% | 0% | 0% | 0% | 13.1% | 0 | 16.67 | 2.7 | 0 | 0 | 10475 | 16.6667 | 4994.4 | 5825 | 0 | 0 | 0 | 0 | 0 | 0 | 0 | 0.28 | 0 | 104.47 | 0 | 662.46 | 0 | 0 | 0 | 0 | 0 | 0 | 0 | 8 | 6 | 3.4 | 327.2 | 3710.63 | 143.502 | 2524 | 8091.6 | 27536 | 4185 | 553.8 | 52139.3 | 33880.6 | 9764.5 | 14914.2 | 2557.2
QuickServiceRestaurant | 2 - Prototype-NewHvacLoadsConstSch¦4d - Prototype-Prototype-Blend |  | Boise Air Terminal Uo | 24450 | 0 | 9.774 | 31.5 | 166.75 | 2.75 | 32.75 | 22862 | 1592 | 0 | 0 | 0 | 1.7483 | 0% | 0% | 0% | 0% | 0% | 0.01827% | 0.1396% | 0.8762% | 1.145% | 0% | 0% | 0% | 0% | 0% | 2.179% | 0 | 0 | 0 | 0 | 0 | 61.1 | 0 | 2930.6 | 3830.5 | 0 | 0 | 0 | 0 | 0 | 0 | 0 | 0 | 0 | 0 | 0 | 15.93 | 0 | 0 | 0 | 0 | 0 | 0 | 0 | 0 | 0 | 0 | 529.4 | 3573.44 | 142.491 | 1.5 | 302.5 | 65.6 | 56.2 | 21.2 | 2326.3 | 834.6 | 111.7 | 501 | 22.4
SmallOffice | 0 - Prototype | run/Prototype Row B/datapoint_59c942e553ff6b03c8620182 | Boise Air Terminal Uo | 219666 | 5502.08 | 39.9242 | 231.5 | 100.75 | 28.5 | 17 | 216083 | 3582.75 | 0 | 0 | 0 | 21.4224 | 68460.8 | 24302 | 50983.1 | 0 | 17070.2 | 0 | 17136.5 | 16729 | 24993.9 | 0 | 0 | 0 | 0 | 0 |  | 20063.9 | 7122.22 | 14941.7 | 0 | 5002.78 | 0 | 3972.22 | 4902.78 | 7325 | 0 | 0 | 0 | 0 | 0 | 0 | 0 | 0 | 0 | 0 | 0 | 35.8344 | 0 | 0 | 0 | 0 | 0 | 0 | 0 | 50981.2 | 0 | 68456.7 | 19862.6 | 1266.69 | 285.176 | 12020.1 | 75970.1 | 59739.8 | 83889.9 | 13382.2 | 18744.4 | 75813.6 | 103590 | 34652.1 | 112727
SmallOffice | 1 - Prototype-NewHvac | run/Prototype Row B/datapoint_59c942ed53ff6b03c8620192 | Boise Air Terminal Uo | 289198 | 5502.08 | 52.5616 | 21.75 | 11.5 | 21.75 | 11.5 | 239864 | 49333.9 | 0 | 0 | 0 | 20.9222 | 68460.8 | 24302 | 50983.1 | 0 | 17070.2 | 0 | 49637.2 | 16681.6 | 62072.5 | 0 | 0 | 0 | 0 | 0 |  | 20063.9 | 7122.22 | 14941.7 | 0 | 5002.78 | 0 | 88.8889 | 4888.89 | 18191.7 | 0 | 0 | 0 | 0 | 0 | 0 | 0 | 0 | 0 | 0 | 0 | 493.434 | 0 | 0 | 0 | 0 | 0 | 0 | 0 | 50981.2 | 0 | 68456.7 | 19937.7 | 1450.73 | 265.365 | 17172.5 | 76138.8 | 59899.2 | 84213.1 | 13095.1 | 23925 | 71708.4 | 103011 | 34000.6 | 111903
SmallOffice | 2 - Prototype-NewHvacLoadsConstSch | run/Prototype Row B/datapoint_59c942f553ff6b03c86201a2 | Boise Air Terminal Uo | 300145 | 5502.08 | 54.5512 | 23 | 9 | 23 | 9 | 242215 | 57940.1 | 0 | 0 | 0 | 20.7061 | 68460.8 | 29780.4 | 50983.1 | 0 | 20833 | 0 | 54490 | 14956.6 | 60650.8 | 0 | 0 | 0 | 0 | 0 |  | 20063.9 | 8727.78 | 14941.7 | 0 | 5002.78 | 0 | 91.6667 | 4383.33 | 17775 | 0 | 0 | 0 | 0 | 0 | 0 | 0 | 0 | 0 | 37.6356 | 0 | 541.877 | 0 | 0 | 0 | 0 | 0 | 0 | 0 | 50981.2 | 0 | 68456.7 | 20030.5 | 1516.82 | 864.837 | 17336.2 | 76431.2 | 60230.1 | 84537.4 | 18661 | 25126.4 | 79078.3 | 102487 | 33522.4 | 111271
SmallOffice | 3b - Typical-Bar-Sliced | run/Prototype Row B/datapoint_59c9430753ff6b03c86201b2 | Boise Air Terminal Uo | 289757 | 5500.04 | 52.6828 | 31.25 | 0.25 | 31.25 | 0.25 | 239210 | 50547.1 | 0 | 0 | 0 | 21.2469 | 68432.4 | 29761.5 | 50964.1 | 0 | 3753.36 | 0 | 47239.2 | 21126.8 | 68479.8 | 0 | 0 | 0 | 0 | 0 |  | 20055.6 | 8722.22 | 14936.1 | 0 | 0 | 0 | 130.556 | 6191.67 | 20069.4 | 0 | 0 | 0 | 0 | 0 | 0 | 0 | 0 | 0 | 37.5408 | 0 | 468.028 | 0 | 0 | 0 | 0 | 0 | 0 | 0 | 50962.2 | 0 | 68431.2 | 19580.5 | 1724.68 | 819.762 | 31096.6 | 96607.5 | 49898.5 | 69855.6 | 18024.5 | 23515.1 | 82318.1 | 119406 | 24038 | 96272.1
SmallOffice | 4b - Typical-Bar-Blend | run/Prototype Row B/datapoint_59c9431053ff6b03c86201c2 | Boise Air Terminal Uo | 289596 | 5500.04 | 52.6535 | 31.25 | 0.25 | 31.25 | 0.25 | 239987 | 49608.7 | 0 | 0 | 0 | 21.1801 | 68432.4 | 29761.5 | 50964.1 | 0 | 3753.36 | 0 | 46310.3 | 21136.3 | 69238 | 0 | 0 | 0 | 0 | 0 |  | 20055.6 | 8722.22 | 14936.1 | 0 | 0 | 0 | 133.333 | 6194.44 | 20291.7 | 0 | 0 | 0 | 0 | 0 | 0 | 0 | 0 | 0 | 37.5408 | 0 | 458.642 | 0 | 0 | 0 | 0 | 0 | 0 | 0 | 50962.2 | 0 | 68431.2 | 19598.7 | 1757.07 | 825.293 | 31830.6 | 96526.4 | 49840.9 | 69750.8 | 17989.7 | 24410.7 | 83031.1 | 119416 | 24001.5 | 96177
SmallOffice | 4c - Typical-Urban-Blend | run/Prototype Row B/datapoint_59c9432b53ff6b03c86201d4 | Boise Air Terminal Uo | 242565 | 5501.97 | 44.087 | 572 | 78.5 | 107.75 | 15 | 199497 | 43068.8 | 0 | 0 | 0 | 19.8901 | 68451.4 | 29761.5 | 50983.1 | 0 | 3753.36 | 0 | 39571.4 | 19894.7 | 30140.6 | 0 | 0 | 0 | 0 | 0 |  | 20061.1 | 8722.22 | 14941.7 | 0 | 0 | 0 | 75 | 5830.56 | 8833.33 | 0 | 0 | 0 | 0 | 0 | 0 | 0 | 0 | 0 | 37.5408 | 0 | 393.23 | 0 | 0 | 0 | 0 | 0 | 0 | 0 | 50980.2 | 0 | 68455.5 | 19499.9 | 1700.41 | 833.117 | 38043.6 | 78479.6 | 97227.3 | 67072.8 | 17834.7 | 22255.3 | 102493 | 97852.1 | 44235.1 | 94736.1
SmallOffice | 4d - Prototype-Prototype-Blend | run/Prototype Row B/datapoint_59c991be45b421004abe3ab5 | Boise Air Terminal Uo | 299188 | 5502.08 | 54.3772 | 23 | 9 | 23 | 9 | 241665 | 57523 | 0 | 0 | 0 | 20.6375 | 68460.8 | 29780.4 | 50983.1 | 0 | 20833 | 0 | 54082.4 | 14842.8 | 60214.8 | 0 | 0 | 0 | 0 | 0 |  | 20063.9 | 8727.78 | 14941.7 | 0 | 5002.78 | 0 | 91.6667 | 4350 | 17647.2 | 0 | 0 | 0 | 0 | 0 | 0 | 0 | 0 | 0 | 37.6356 | 0 | 537.8 | 0 | 0 | 0 | 0 | 0 | 0 | 0 | 50981.2 | 0 | 68456.7 | 20031.3 | 1513.95 | 865.863 | 17720.1 | 76480.7 | 60298.8 | 84580.2 | 18660.2 | 24970.1 | 79246.1 | 102464 | 33507.5 | 111208
[17 empty] | 0 | 5478.4 | 0 | 0 | 3762.8 | 0 | 37353.5 | 1772.4 | 35656.9 | 0 | 0 | 0 | 0 | 0 | 38.25%
SmallOffice | 0 - Prototype¦1 - Prototype-NewHvac |  | Boise Air Terminal Uo | 69532 | 0 | 12.6374 | 209.75 | 89.25 | 6.75 | 5.5 | 23781 | 45751.15 | 0 | 0 | 0 | 0.5002 | 0% | 0% | 0% | 0% | 0% | 0% | 14.8% | 0.02158% | 16.88% | 0% | 0% | 0% | 0% | 0% | 31.7% | 0 | 0 | 0 | 0 | 0 | 0 | 3883.3311 | 13.89 | 10866.7 | 0 | 0 | 0 | 0 | 0 | 0 | 0 | 0 | 0 | 0 | 0 | 457.5996 | 0 | 0 | 0 | 0 | 0 | 0 | 0 | 0 | 0 | 0 | 75.1 | 184.04 | 19.811 | 5152.4 | 168.7 | 159.4 | 323.2 | 287.1 | 5180.6 | 4105.2 | 579 | 651.5 | 824
SmallOffice | 1 - Prototype-NewHvac¦2 - Prototype-NewHvacLoadsConstSch |  | Boise Air Terminal Uo | 10947 | 0 | 1.9896 | 1.25 | 2.5 | 1.25 | 2.5 | 2351 | 8606.2 | 0 | 0 | 0 | 0.2161 | 0% | 1.894% | 0% | 0% | 1.301% | 0% | 1.678% | 0.5965% | 0.4916% | 0% | 0% | 0% | 0% | 0% | 5.962% | 0 | 1605.56 | 0 | 0 | 0 | 0 | 2.7778 | 505.56 | 416.7 | 0 | 0 | 0 | 0 | 0 | 0 | 0 | 0 | 0 | 37.6356 | 0 | 48.443 | 0 | 0 | 0 | 0 | 0 | 0 | 0 | 0 | 0 | 0 | 92.8 | 66.09 | 599.472 | 163.7 | 292.4 | 330.9 | 324.3 | 5565.9 | 1201.4 | 7369.9 | 524 | 478.2 | 632
SmallOffice | 2 - Prototype-NewHvacLoadsConstSch¦3b - Typical-Bar-Sliced |  | Boise Air Terminal Uo | 10388 | 2.04 | 1.8684 | 8.25 | 8.75 | 8.25 | 8.75 | 3005 | 7393 | 0 | 0 | 0 | 0.5408 | 0.009462% | 0.006297% | 0.00633% | 0% | 5.69% | 0% | 2.416% | 2.056% | 2.608% | 0% | 0% | 0% | 0% | 0% | 12.79% | 8.3 | 5.56 | 5.6 | 0 | 5002.78 | 0 | 38.8893 | 1808.34 | 2294.4 | 0 | 0 | 0 | 0 | 0 | 0 | 0 | 0 | 0 | 0.0948 | 0 | 73.849 | 0 | 0 | 0 | 0 | 0 | 0 | 0 | 19 | 0 | 25.5 | 450 | 207.86 | 45.075 | 13760.4 | 20176.3 | 10331.6 | 14681.8 | 636.5 | 1611.3 | 3239.8 | 16919 | 9484.4 | 14998.9
SmallOffice | 2 - Prototype-NewHvacLoadsConstSch¦4b - Typical-Bar-Blend |  | Boise Air Terminal Uo | 10549 | 2.04 | 1.8977 | 8.25 | 8.75 | 8.25 | 8.75 | 2228 | 8331.4 | 0 | 0 | 0 | 0.474 | 0.009462% | 0.006297% | 0.00633% | 0% | 5.69% | 0% | 2.725% | 2.059% | 2.861% | 0% | 0% | 0% | 0% | 0% | 13.36% | 8.3 | 5.56 | 5.6 | 0 | 5002.78 | 0 | 41.6663 | 1811.11 | 2516.7 | 0 | 0 | 0 | 0 | 0 | 0 | 0 | 0 | 0 | 0.0948 | 0 | 83.235 | 0 | 0 | 0 | 0 | 0 | 0 | 0 | 19 | 0 | 25.5 | 431.8 | 240.25 | 39.544 | 14494.4 | 20095.2 | 10389.2 | 14786.6 | 671.3 | 715.7 | 3952.8 | 16929 | 9520.9 | 15094
SmallOffice | 2 - Prototype-NewHvacLoadsConstSch¦4c - Typical-Urban-Blend |  | Boise Air Terminal Uo | 57580 | 0.11 | 10.4642 | 549 | 69.5 | 84.75 | 6 | 42718 | 14871.3 | 0 | 0 | 0 | 0.816 | 0.003132% | 0.006297% | 0% | 0% | 5.69% | 0% | 4.97% | 1.645% | 10.17% | 0% | 0% | 0% | 0% | 0% | 22.48% | 2.8 | 5.56 | 0 | 0 | 5002.78 | 0 | 16.6667 | 1447.23 | 8941.67 | 0 | 0 | 0 | 0 | 0 | 0 | 0 | 0 | 0 | 0.0948 | 0 | 148.647 | 0 | 0 | 0 | 0 | 0 | 0 | 0 | 1 | 0 | 1.2 | 530.6 | 183.59 | 31.72 | 20707.4 | 2048.4 | 36997.2 | 17464.6 | 826.3 | 2871.1 | 23414.7 | 4634.9 | 10712.7 | 16534.9
SmallOffice | 2 - Prototype-NewHvacLoadsConstSch¦4d - Prototype-Prototype-Blend |  | Boise Air Terminal Uo | 957 | 0 | 0.174 | 0 | 0 | 0 | 0 | 550 | 417.1 | 0 | 0 | 0 | 0.0686 | 0% | 0% | 0% | 0% | 0% | 0% | 0.1358% | 0.03792% | 0.1453% | 0% | 0% | 0% | 0% | 0% | 0.319% | 0 | 0 | 0 | 0 | 0 | 0 | 0 | 33.33 | 127.8 | 0 | 0 | 0 | 0 | 0 | 0 | 0 | 0 | 0 | 0 | 0 | 4.077 | 0 | 0 | 0 | 0 | 0 | 0 | 0 | 0 | 0 | 0 | 0.8 | 2.87 | 1.026 | 383.9 | 49.5 | 68.7 | 42.8 | 0.8 | 156.3 | 167.8 | 23 | 14.9 | 63
MediumOffice | 0 - Prototype | run/Prototype Row B/datapoint_59c942e553ff6b03c862017a | Boise Air Terminal Uo | 2623240 | 53627.8 | 48.9155 | 149 | 233 | 29.75 | 142.25 | 2388050 | 235191 | 0 | 0 | 0 | 356.832 | 575894 | 213922 | 786584 | 0 | 55873.8 | 0 | 537972 | 263152 | 189800 | 47.3909 | 0 | 0 | 0 | 0 |  | 168778 | 62694.4 | 230525 | 0 | 0 | 0 | 105111 | 77122.2 | 55625 | 13.8889 | 0 | 0 | 0 | 0 | 0 | 0 | 0 | 0 | 558.846 | 0 | 1793.52 | 0 | 0 | 0 | 0 | 0 | 0 | 0 | 624332 | 0 | 575892 | 175749 | 40040.4 | 5706.62 | 11128.8 | 526173 | 752810 | 243045 | 149502 | 227414 | 199066 | 688225 | 427388 | 327896
MediumOffice | 1 - Prototype-NewHvac | run/Prototype Row B/datapoint_59c942ed53ff6b03c862018a | Boise Air Terminal Uo | 2489670 | 53627.8 | 46.4249 | 722.5 | 1649.75 | 516.5 | 1055 | 2267970 | 221685 | 0 | 0 | 0 | 218.265 | 575894 | 213922 | 786584 | 0 | 55854.9 | 0 | 166095 | 301643 | 389629 | 47.3909 | 0 | 0 | 0 | 0 |  | 168778 | 62694.4 | 230525 | 0 | 0 | 0 | 77.7778 | 88402.8 | 114189 | 13.8889 | 0 | 0 | 0 | 0 | 0 | 0 | 0 | 0 | 558.656 | 0 | 1658.62 | 0 | 0 | 0 | 0 | 0 | 0 | 0 | 624332 | 0 | 575892 | 168428 | 18785.5 | 3790.39 | 9122.4 | 518212 | 735399 | 237550 | 159834 | 86327.8 | 276143 | 701517 | 451845 | 334787
MediumOffice | 2 - Prototype-NewHvacLoadsConstSch | run/Prototype Row B/datapoint_59c942f553ff6b03c862019a | Boise Air Terminal Uo | 2499110 | 53627.8 | 46.601 | 780.25 | 1635.25 | 552.75 | 1042.5 | 2205750 | 293359 | 0 | 0 | 0 | 212.195 | 575894 | 239627 | 717564 | 0 | 84687.5 | 0 | 208946 | 284961 | 387392 | 47.3909 | 0 | 0 | 0 | 0 |  | 168778 | 70227.8 | 210297 | 0 | 0 | 0 | 80.5556 | 83513.9 | 113533 | 13.8889 | 0 | 0 | 0 | 0 | 0 | 0 | 0 | 0 | 847.038 | 0 | 2087.12 | 0 | 0 | 0 | 0 | 0 | 0 | 0 | 620881 | 0 | 575892 | 169457 | 19552.4 | 8716.3 | 6111 | 519413 | 738171 | 237737 | 213656 | 102726 | 334876 | 698745 | 445476 | 334254
MediumOffice | 3b - Typical-Bar-Sliced | run/Prototype Row B/datapoint_59c9430753ff6b03c86201aa | Boise Air Terminal Uo | 2592120 | 53626 | 48.337 | 1441.5 | 1631.25 | 719.5 | 1122.25 | 2276600 | 315509 | 0 | 0 | 0 | 216.378 | 575875 | 242973 | 717535 | 0 | 43343.7 | 0 | 274876 | 298799 | 438669 | 47.3909 | 0 | 0 | 0 | 0 |  | 168772 | 71208.3 | 210289 | 0 | 0 | 0 | 794.444 | 87569.4 | 128561 | 13.8889 | 0 | 0 | 0 | 0 | 0 | 0 | 0 | 0 | 433.52 | 0 | 2722.18 | 0 | 0 | 0 | 0 | 0 | 0 | 0 | 620860 | 0 | 575873 | 168684 | 20417.6 | 10882.2 | 12802.8 | 513151 | 727999 | 188289 | 206169 | 118680 | 389061 | 689381 | 421942 | 322305
MediumOffice | 4b - Typical-Bar-Blend | run/Prototype Row B/datapoint_59c9431053ff6b03c86201ba | Boise Air Terminal Uo | 2576290 | 53626 | 48.0418 | 1603 | 1566.5 | 781.75 | 1073.5 | 2266020 | 310268 | 0 | 0 | 0 | 215.229 | 575875 | 242973 | 717535 | 0 | 43343.7 | 0 | 269749 | 283502 | 443266 | 47.3909 | 0 | 0 | 0 | 0 |  | 168772 | 71208.3 | 210289 | 0 | 0 | 0 | 827.778 | 83086.1 | 129908 | 13.8889 | 0 | 0 | 0 | 0 | 0 | 0 | 0 | 0 | 433.52 | 0 | 2669.76 | 0 | 0 | 0 | 0 | 0 | 0 | 0 | 620860 | 0 | 575873 | 169085 | 20680.3 | 11957.8 | 12860.8 | 513105 | 727765 | 188705 | 228751 | 120904 | 387356 | 689343 | 421009 | 317444
MediumOffice | 4c - Typical-Urban-Blend | run/Prototype Row B/datapoint_59c9432b53ff6b03c86201cc | Boise Air Terminal Uo | 2600390 | 53626.8 | 48.4906 | 732.75 | 1049.25 | 426.25 | 666 | 2417010 | 183384 | 0 | 0 | 0 | 218.636 | 575884 | 242973 | 717545 | 0 | 43343.7 | 0 | 141964 | 300079 | 578557 | 47.3909 | 0 | 0 | 0 | 0 |  | 168775 | 71208.3 | 210292 | 0 | 0 | 0 | 563.889 | 87944.4 | 169558 | 13.8889 | 0 | 0 | 0 | 0 | 0 | 0 | 0 | 0 | 433.52 | 0 | 1400.67 | 0 | 0 | 0 | 0 | 0 | 0 | 0 | 620869 | 0 | 575882 | 167317 | 16307.9 | 11940.7 | 25118.4 | 531506 | 664161 | 187569 | 229975 | 47862.4 | 327076 | 729453 | 396649 | 311832
MediumOffice | 4d - Prototype-Prototype-Blend | run/Prototype Row B/datapoint_59c991be45b421004abe3aad | Boise Air Terminal Uo | 4200530 | 53627.8 | 78.3273 | 441 | 2586 | 338.25 | 1427 | 4048070 | 152456 | 0 | 0 | 0 | 337.652 | 1151790 | 239627 | 1435120 | 0 | 84678 | 0 | 67844.7 | 500334 | 721080 | 47.3909 | 0 | 0 | 0 | 0 |  | 337556 | 70227.8 | 420592 | 0 | 0 | 0 | 22.2222 | 146633 | 211328 | 13.8889 | 0 | 0 | 0 | 0 | 0 | 0 | 0 | 0 | 846.943 | 0 | 677.82 | 0 | 0 | 0 | 0 | 0 | 0 | 0 | 1241760 | 0 | 1151780 | 281701 | 20501.4 | 8405.75 | 2066.5 | 502386 | 723378 | 225122 | 578631 | 43191.4 | 449225 | 737409 | 489520 | 365977
[17 empty] | 0 | 25705 | 69020 | 0 | 28813.7 | 0 | 329026 | 21809 | 197592 | 0 | 0 | 0 | 0 | 0 | 25.62%
MediumOffice | 0 - Prototype¦1 - Prototype-NewHvac |  | Boise Air Terminal Uo | 133570 | 0 | 2.4906 | 573.5 | 1416.75 | 486.75 | 912.75 | 120080 | 13506 | 0 | 0 | 0 | 138.567 | 0% | 0% | 0% | 0% | 0.0007205% | 0% | 14.18% | 1.467% | 7.618% | 0% | 0% | 0% | 0% | 0% | 23.26% | 0 | 0 | 0 | 0 | 0 | 0 | 105033.2222 | 11280.6 | 58564 | 0 | 0 | 0 | 0 | 0 | 0 | 0 | 0 | 0 | 0.19 | 0 | 134.9 | 0 | 0 | 0 | 0 | 0 | 0 | 0 | 0 | 0 | 0 | 7321 | 21254.9 | 1916.23 | 2006.4 | 7961 | 17411 | 5495 | 10332 | 141086.2 | 77077 | 13292 | 24457 | 6891
MediumOffice | 1 - Prototype-NewHvac¦2 - Prototype-NewHvacLoadsConstSch |  | Boise Air Terminal Uo | 9440 | 0 | 0.1761 | 57.75 | 14.5 | 36.25 | 12.5 | 62220 | 71674 | 0 | 0 | 0 | 6.07 | 0% | 1.032% | 2.772% | 0% | 1.158% | 0% | 1.721% | 0.67% | 0.08985% | 0% | 0% | 0% | 0% | 0% | 7.444% | 0 | 7533.4 | 20228 | 0 | 0 | 0 | 2.7778 | 4888.9 | 656 | 0 | 0 | 0 | 0 | 0 | 0 | 0 | 0 | 0 | 288.382 | 0 | 428.5 | 0 | 0 | 0 | 0 | 0 | 0 | 0 | 3451 | 0 | 0 | 1029 | 766.9 | 4925.91 | 3011.4 | 1201 | 2772 | 187 | 53822 | 16398.2 | 58733 | 2772 | 6369 | 533
MediumOffice | 2 - Prototype-NewHvacLoadsConstSch¦3b - Typical-Bar-Sliced |  | Boise Air Terminal Uo | 93010 | 1.8 | 1.736 | 661.25 | 4 | 166.75 | 79.75 | 70850 | 22150 | 0 | 0 | 0 | 4.183 | 0.0007603% | 0.1339% | 0.00116% | 0% | 1.654% | 0% | 2.638% | 0.5537% | 2.052% | 0% | 0% | 0% | 0% | 0% | 7.034% | 6 | 980.5 | 8 | 0 | 0 | 0 | 713.8884 | 4055.5 | 15028 | 0 | 0 | 0 | 0 | 0 | 0 | 0 | 0 | 0 | 413.518 | 0 | 635.06 | 0 | 0 | 0 | 0 | 0 | 0 | 0 | 21 | 0 | 19 | 773 | 865.2 | 2165.9 | 6691.8 | 6262 | 10172 | 49448 | 7487 | 15954 | 54185 | 9364 | 23534 | 11949
MediumOffice | 2 - Prototype-NewHvacLoadsConstSch¦4b - Typical-Bar-Blend |  | Boise Air Terminal Uo | 77180 | 1.8 | 1.4408 | 822.75 | 68.75 | 229 | 31 | 60270 | 16909 | 0 | 0 | 0 | 3.034 | 0.0007603% | 0.1339% | 0.00116% | 0% | 1.654% | 0% | 2.433% | 0.05838% | 2.236% | 0% | 0% | 0% | 0% | 0% | 6.517% | 6 | 980.5 | 8 | 0 | 0 | 0 | 747.2224 | 427.8 | 16375 | 0 | 0 | 0 | 0 | 0 | 0 | 0 | 0 | 0 | 413.518 | 0 | 582.64 | 0 | 0 | 0 | 0 | 0 | 0 | 0 | 21 | 0 | 19 | 372 | 1127.9 | 3241.5 | 6749.8 | 6308 | 10406 | 49032 | 15095 | 18178 | 52480 | 9402 | 24467 | 16810
MediumOffice | 2 - Prototype-NewHvacLoadsConstSch¦4c - Typical-Urban-Blend |  | Boise Air Terminal Uo | 101280 | 1 | 1.8896 | 47.5 | 586 | 126.5 | 376.5 | 211260 | 109975 | 0 | 0 | 0 | 6.441 | 0.0004001% | 0.1339% | 0.0007603% | 0% | 1.654% | 0% | 2.68% | 0.6049% | 7.649% | 0% | 0% | 0% | 0% | 0% | 12.72% | 3 | 980.5 | 5 | 0 | 0 | 0 | 483.3334 | 4430.5 | 56025 | 0 | 0 | 0 | 0 | 0 | 0 | 0 | 0 | 0 | 413.518 | 0 | 686.45 | 0 | 0 | 0 | 0 | 0 | 0 | 0 | 12 | 0 | 10 | 2140 | 3244.5 | 3224.4 | 19007.4 | 12093 | 74010 | 50168 | 16319 | 54863.6 | 7800 | 30708 | 48827 | 22422
MediumOffice | 2 - Prototype-NewHvacLoadsConstSch¦4d - Prototype-Prototype-Blend |  | Boise Air Terminal Uo | 1701420 | 0 | 31.7263 | 339.25 | 950.75 | 214.5 | 384.5 | 1842320 | 140903 | 0 | 0 | 0 | 125.457 | 23.04% | 0% | 28.71% | 0% | 0.0003801% | 0% | 5.646% | 8.618% | 13.35% | 0% | 0% | 0% | 0% | 0% | 79.37% | 168778 | 0 | 210295 | 0 | 0 | 0 | 58.3334 | 63119.1 | 97795 | 0 | 0 | 0 | 0 | 0 | 0 | 0 | 0 | 0 | 0.095 | 0 | 1409.3 | 0 | 0 | 0 | 0 | 0 | 0 | 0 | 620879 | 0 | 575888 | 112244 | 949 | 310.55 | 4044.5 | 17027 | 14793 | 12615 | 364975 | 59534.6 | 114349 | 38664 | 44044 | 31723
LargeOffice | 0 - Prototype | run/Prototype Row B/datapoint_59c942e553ff6b03c8620179 | Boise Air Terminal Uo | 40275000 | 498588 | 80.7781 | 272 | 4043.75 | 48.25 | 490.5 | 36124100 | 4150930 | 0 | 0 | 0 | 2242.44 | 4643050 | 2703640 | 19714300 | 0 | 542104 | 0 | 3610060 | 2494320 | 2789530 | 531280 | 350351 | 2525220 | 371118 | 0 |  | 1360740 | 792358 | 5777700 | 0 | 0 | 0 | 363.889 | 731014 | 817531 | 155703 | 102678 | 740069 | 108764 | 0 | 0 | 0 | 0 | 0 | 5422.09 | 0 | 36095.2 | 0 | 0 | 0 | 0 | 0 | 0 | 0 | 13695800 | 0 | 1428630 | 454767 | 116066 | 13103.2 | 165.3 | 679175 | 1307910 | 519756 | 311092 | 1144400 | 2157440 | 909375 | 768324 | 700534
LargeOffice | 1 - Prototype-NewHvac | run/Prototype Row B/datapoint_59c942ed53ff6b03c8620189 | Boise Air Terminal Uo | 44803200 | 498588 | 89.86 | 482.75 | 8760 | 266.5 | 1300 | 39820900 | 4982230 | 0 | 0 | 0 | 2208.29 | 4643050 | 2703640 | 19714300 | 0 | 542313 | 0 | 4439920 | 7274440 | 2921290 | 1023780 | 194141 | 0 | 1346260 | 0 |  | 1360740 | 792358 | 5777700 | 0 | 0 | 0 | 0 | 2131930 | 856144 | 300042 | 56897.2 | 0 | 394550 | 0 | 0 | 0 | 0 | 0 | 5424.17 | 0 | 44407.7 | 0 | 0 | 0 | 0 | 0 | 0 | 0 | 13695800 | 0 | 1428630 | 457375 | 59599.7 | 10786.5 | 155.2 | 677451 | 1307650 | 516555 | 303725 | 560739 | 2823240 | 909501 | 763230 | 698676
LargeOffice | 2 - Prototype-NewHvacLoadsConstSch | run/Prototype Row B/datapoint_59c942f553ff6b03c8620199 | Boise Air Terminal Uo | 45426000 | 498588 | 91.1091 | 513.75 | 8760 | 301.25 | 1292.75 | 39965800 | 5460180 | 0 | 0 | 0 | 2202.77 | 4643050 | 1093460 | 21386100 | 0 | 293340 | 0 | 5166840 | 7335120 | 2929190 | 1037090 | 195535 | 0 | 1346260 | 0 |  | 1360740 | 320461 | 6267640 | 0 | 0 | 0 | 0 | 2149710 | 858461 | 303942 | 57305.6 | 0 | 394550 | 0 | 0 | 0 | 0 | 0 | 2933.97 | 0 | 51678.3 | 0 | 0 | 0 | 0 | 0 | 0 | 0 | 13696500 | 0 | 1428630 | 458399 | 77816.6 | 22333.5 | 154.7 | 678040 | 1309970 | 517029 | 414574 | 684470 | 2821910 | 908397 | 759624 | 697540
LargeOffice | 3b - Typical-Bar-Sliced | run/Prototype Row B/datapoint_59c9430753ff6b03c86201a9 | Boise Air Terminal Uo | 42159600 | 498584 | 84.5587 | 1687.75 | 8760 | 755.25 | 1423.75 | 36992000 | 5167640 | 0 | 0 | 0 | 2039.15 | 4643010 | 1098360 | 21379600 | 0 | 210510 | 0 | 4957210 | 6355260 | 2438350 | 943922 | 133386 | 0 | 0 | 0 |  | 1360730 | 321897 | 6265750 | 0 | 0 | 0 | 22.2222 | 1862540 | 714611 | 276636 | 39091.7 | 0 | 0 | 0 | 0 | 0 | 0 | 0 | 2105.51 | 0 | 49580.9 | 0 | 0 | 0 | 0 | 0 | 0 | 0 | 19708600 | 0 | 4643010 | 1561500 | 245375 | 113736 | 722.7 | 3776610 | 1978520 | 347988 | 1718270 | 919230 | 4076140 | 5068952 | 1164010 | 634102
LargeOffice | 4b - Typical-Bar-Blend | run/Prototype Row B/datapoint_59c9431053ff6b03c86201b9 | Boise Air Terminal Uo | 39853800 | 498584 | 79.9341 | 445 | 1541.25 | 250.25 | 791.5 | 38026200 | 1827610 | 0 | 0 | 0 | 2227.95 | 4643010 | 1098360 | 21379600 | 0 | 210472 | 0 | 1617140 | 5853140 | 2440200 | 1057010 | 230547 | 0 | 1324310 | 0 |  | 1360730 | 321897 | 6265750 | 0 | 0 | 0 | 0 | 1715390 | 715153 | 309778 | 67566.7 | 0 | 388117 | 0 | 0 | 0 | 0 | 0 | 2105.13 | 0 | 16174.5 | 0 | 0 | 0 | 0 | 0 | 0 | 0 | 6064180 | 0 | 1428620 | 464119 | 94103.3 | 43947.5 | 340.2 | 874102 | 455175 | 348333 | 757367 | 143924 | 1323929 | 1199060 | 271625 | 668626
LargeOffice | 4c - Typical-Urban-Blend | run/Prototype Row B/datapoint_59c9432b53ff6b03c86201cb | Boise Air Terminal Uo | 36900800 | 498579 | 74.012 | 333.75 | 3201.75 | 175.5 | 1480.75 | 35761900 | 1138930 | 0 | 0 | 0 | 2194.57 | 4642970 | 1098360 | 21379400 | 0 | 210472 | 0 | 928463 | 5929440 | 1248000 | 1232480 | 231201 | 0 | 0 | 0 |  | 1360720 | 321897 | 6265690 | 0 | 0 | 0 | 0 | 1737750 | 365753 | 361206 | 67758.3 | 0 | 0 | 0 | 0 | 0 | 0 | 0 | 2105.13 | 0 | 9286.42 | 0 | 0 | 0 | 0 | 0 | 0 | 0 | 19708400 | 0 | 4642970 | 1484080 | 132479 | 121140 | 445.7 | 3155470 | 4001360 | 322624 | 2377050 | 59532.6 | 1326620 | 4948270 | 3021030 | 655602
LargeOffice | 4d - Prototype-Prototype-Blend | run/Prototype Row B/datapoint_59c991be45b421004abe3aac | Boise Air Terminal Uo | 70327100 | 498588 | 141.052 | 160.25 | 1425.5 | 108.25 | 718.75 | 68355100 | 1972010 | 0 | 0 | 0 | 3670.82 | 8928940 | 1093460 | 41127000 | 0 | 293274 | 0 | 1678740 | 10624600 | 4439290 | 1736890 | 404832 | 0 | 0 | 0 |  | 2616810 | 320461 | 12053100 | 0 | 0 | 0 | 0 | 3113770 | 1301030 | 509033 | 118644 | 0 | 0 | 0 | 0 | 0 | 0 | 0 | 2933.3 | 0 | 16790.6 | 0 | 0 | 0 | 0 | 0 | 0 | 0 | 10615800 | 0 | 2500100 | 547119 | 149630 | 16666.9 | 132.7 | 618661 | 1267500 | 460008 | 1753730 | 56046.3 | 1160033 | 1040210 | 846680 | 837077
[17 empty] | 0 | 1610180 | 1671800 | 0 | 248764 | 0 | 1556780 | 4840800 | 139660 | 505810 | 154816 | 2525220 | 975142 | 0 | 35.33%
LargeOffice | 0 - Prototype¦1 - Prototype-NewHvac |  | Boise Air Terminal Uo | 4528200 | 0 | 9.0819 | 210.75 | 4716.25 | 218.25 | 809.5 | 3696800 | 831300 | 0 | 0 | 0 | 34.15 | 0% | 0% | 0% | 0% | 0.0005189% | 0% | 2.06% | 11.87% | 0.3272% | 1.223% | 0.3879% | 6.27% | 2.421% | 0% | 24.56% | 0 | 0 | 0 | 0 | 0 | 0 | 363.889 | 1400916 | 38613 | 144339 | 45780.8 | 740069 | 285786 | 0 | 0 | 0 | 0 | 0 | 2.08 | 0 | 8312.5 | 0 | 0 | 0 | 0 | 0 | 0 | 0 | 0 | 0 | 0 | 2608 | 56466.3 | 2316.7 | 10.1 | 1724 | 260 | 3201 | 7367 | 583661 | 665800 | 126 | 5094 | 1858
LargeOffice | 1 - Prototype-NewHvac¦2 - Prototype-NewHvacLoadsConstSch |  | Boise Air Terminal Uo | 622800 | 0 | 1.2491 | 31 | 0 | 34.75 | 7.25 | 144900 | 477950 | 0 | 0 | 0 | 5.52 | 0% | 3.594% | 3.731% | 0% | 0.5557% | 0% | 1.622% | 0.1354% | 0.01763% | 0.02971% | 0.003111% | 0% | 0% | 0% | 9.689% | 0 | 471897 | 489940 | 0 | 0 | 0 | 0 | 17780 | 2317 | 3900 | 408.4 | 0 | 0 | 0 | 0 | 0 | 0 | 0 | 2490.2 | 0 | 7270.6 | 0 | 0 | 0 | 0 | 0 | 0 | 0 | 700 | 0 | 0 | 1024 | 18216.9 | 11547 | 0.5 | 589 | 2320 | 474 | 110849 | 123731 | 1330 | 1104 | 3606 | 1136
LargeOffice | 2 - Prototype-NewHvacLoadsConstSch¦3b - Typical-Bar-Sliced |  | Boise Air Terminal Uo | 3266400 | 4 | 6.5504 | 1174 | 0 | 454 | 131 | 2973800 | 292540 | 0 | 0 | 0 | 163.62 | 8.8055e-07 | 0.01079% | 0.01431% | 0% | 0.1823% | 0% | 0.4615% | 2.157% | 1.081% | 0.2051% | 0.1368% | 0% | 2.964% | 0% | 7.212% | 10 | 1436 | 1890 | 0 | 0 | 0 | 22.2222 | 287170 | 143850 | 27306 | 18213.9 | 0 | 394550 | 0 | 0 | 0 | 0 | 0 | 828.46 | 0 | 2097.4 | 0 | 0 | 0 | 0 | 0 | 0 | 0 | 6012100 | 0 | 3214380 | 1103101 | 167558.4 | 91402.5 | 568 | 3098570 | 668550 | 169041 | 1303696 | 234760 | 1254230 | 4160555 | 404386 | 63438
LargeOffice | 2 - Prototype-NewHvacLoadsConstSch¦4b - Typical-Bar-Blend |  | Boise Air Terminal Uo | 5572200 | 4 | 11.175 | 68.75 | 7218.75 | 51 | 501.25 | 1939600 | 3632570 | 0 | 0 | 0 | 25.18 | 8.8055e-07 | 0.01079% | 0.01431% | 0% | 0.1824% | 0% | 7.814% | 3.262% | 1.076% | 0.04385% | 0.07707% | 0% | 0.04832% | 0% | 12.53% | 10 | 1436 | 1890 | 0 | 0 | 0 | 0 | 434320 | 143308 | 5836 | 10261.1 | 0 | 6433 | 0 | 0 | 0 | 0 | 0 | 828.84 | 0 | 35503.8 | 0 | 0 | 0 | 0 | 0 | 0 | 0 | 7632320 | 0 | 10 | 5720 | 16286.7 | 21614 | 185.5 | 196062 | 854795 | 168696 | 342793 | 540546 | 1497981 | 290663 | 487999 | 28914
LargeOffice | 2 - Prototype-NewHvacLoadsConstSch¦4c - Typical-Urban-Blend |  | Boise Air Terminal Uo | 8525200 | 9 | 17.0971 | 180 | 5558.25 | 125.75 | 188 | 4203900 | 4321250 | 0 | 0 | 0 | 8.2 | 0.0001761% | 0.01079% | 0.01475% | 0% | 0.1824% | 0% | 9.33% | 3.094% | 3.701% | 0.4301% | 0.07851% | 0% | 2.964% | 0% | 19.81% | 20 | 1436 | 1950 | 0 | 0 | 0 | 0 | 411960 | 492708 | 57264 | 10452.7 | 0 | 394550 | 0 | 0 | 0 | 0 | 0 | 828.84 | 0 | 42391.88 | 0 | 0 | 0 | 0 | 0 | 0 | 0 | 6011900 | 0 | 3214340 | 1025681 | 54662.4 | 98806.5 | 291 | 2477430 | 2691390 | 194405 | 1962476 | 624937.4 | 1495290 | 4039873 | 2261406 | 41938
LargeOffice | 2 - Prototype-NewHvacLoadsConstSch¦4d - Prototype-Prototype-Blend |  | Boise Air Terminal Uo | 24901100 | 0 | 49.9429 | 353.5 | 7334.5 | 193 | 574 | 28389300 | 3488170 | 0 | 0 | 0 | 1468.05 | 9.435% | 0% | 43.46% | 0% | 0.0001453% | 0% | 7.679% | 7.241% | 3.324% | 1.541% | 0.4607% | 0% | 2.964% | 0% | 76.1% | 1256070 | 0 | 5785460 | 0 | 0 | 0 | 0 | 964060 | 442569 | 205091 | 61338.4 | 0 | 394550 | 0 | 0 | 0 | 0 | 0 | 0.67 | 0 | 34887.7 | 0 | 0 | 0 | 0 | 0 | 0 | 0 | 3080700 | 0 | 1071470 | 88720 | 71813.4 | 5666.6 | 22 | 59379 | 42470 | 57021 | 1339156 | 628423.7 | 1661877 | 131813 | 87056 | 139537
SmallHotel | 0 - Prototype | run/Prototype Row B/datapoint_59c942e553ff6b03c8620181 | Boise Air Terminal Uo | 4215160 | 43201.8 | 97.5691 | 2127 | 2792.25 | 1658.5 | 763.5 | 2867330 | 1347830 | 0 | 0 | 0 | 178.801 | 473890 | 90165.8 | 959352 | 0 | 763125 | 0 | 274147 | 461653 | 1192470 | 350.692 | 0 | 0 | 0 | 0 |  | 138883 | 26425 | 164103 | 0 | 0 | 0 | 26038.9 | 135297 | 349478 | 102.778 | 0 | 0 | 0 | 0 | 0 | 0 | 3994.87 | 0 | 7632.73 | 0 | 1853.34 | 0 | 0 | 0 | 0 | 0 | 0 | 0 | 559945 | 399411 | 473890 | 191512 | 50219.1 | 8162.45 | 3769.6 | 377721 | 237939 | 119583 | 190905 | 147892 | 440013 | 521463 | 131204 | 184854
SmallHotel | 1 - Prototype-NewHvac | run/Prototype Row B/datapoint_59c942ed53ff6b03c8620191 | Boise Air Terminal Uo | 4885380 | 43201.8 | 113.083 | 3.75 | 29 | 0 | 20 | 3190560 | 1694820 | 0 | 0 | 0 | 170.059 | 473890 | 90165.8 | 959352 | 0 | 763107 | 0 | 532304 | 573572 | 1492190 | 805.645 | 0 | 0 | 0 | 0 |  | 138883 | 26425 | 164103 | 0 | 0 | 0 | 0 | 168097 | 437317 | 236.111 | 0 | 0 | 0 | 0 | 0 | 0 | 3994.87 | 0 | 7632.54 | 0 | 5324.06 | 0 | 0 | 0 | 0 | 0 | 0 | 0 | 559945 | 399411 | 473890 | 191906 | 56625.6 | 11330.1 | 6360.5 | 381374 | 241999 | 119923 | 180932 | 201226 | 272250 | 507941 | 122872 | 183905
SmallHotel | 2 - Prototype-NewHvacLoadsConstSch | run/Prototype Row B/datapoint_59c942f553ff6b03c86201a1 | Boise Air Terminal Uo | 4877650 | 43201.8 | 112.904 | 5.75 | 40 | 0.5 | 28.25 | 3421560 | 1456080 | 0 | 0 | 0 | 181.324 | 473890 | 270479 | 1085490 | 0 | 486211 | 0 | 570463 | 550748 | 1439630 | 739.297 | 0 | 0 | 0 | 0 |  | 138883 | 79269.4 | 201069 | 0 | 0 | 0 | 0 | 161408 | 421914 | 216.667 | 0 | 0 | 0 | 0 | 0 | 0 | 3994.87 | 0 | 4863.05 | 0 | 5705.73 | 0 | 0 | 0 | 0 | 0 | 0 | 0 | 566252 | 399411 | 473890 | 192004 | 57783.6 | 19992.4 | 4780.2 | 387192 | 242010 | 119970 | 265870 | 306357 | 268593 | 485646 | 122866 | 183952
SmallHotel | 3b - Typical-Bar-Sliced | run/Prototype Row B/datapoint_59c9430753ff6b03c86201b1 | Boise Air Terminal Uo | 4702880 | 43196 | 108.873 | 37.25 | 142.25 | 10.5 | 88.75 | 3273440 | 1429440 | 0 | 0 | 0 | 173.398 | 473757 | 268962 | 1088840 | 0 | 451730 | 0 | 577922 | 504466 | 1336430 | 758.254 | 0 | 0 | 0 | 0 |  | 138844 | 78825 | 201944 | 0 | 0 | 0 | 0 | 147844 | 391669 | 222.222 | 0 | 0 | 0 | 0 | 0 | 0 | 3998.57 | 0 | 4518.17 | 0 | 5780.34 | 0 | 0 | 0 | 0 | 0 | 0 | 0 | 569266 | 399784 | 473754 | 191098 | 57499.8 | 21371 | 5519.8 | 316740 | 196616 | 103718 | 267432 | 273445 | 245860 | 427093 | 124459 | 179389
SmallHotel | 4b - Typical-Bar-Blend | run/Prototype Row B/datapoint_59c9431053ff6b03c86201c1 | Boise Air Terminal Uo | 4986570 | 43196 | 115.441 | 0.5 | 10 | 0.5 | 10 | 3888370 | 1098200 | 0 | 0 | 0 | 205.755 | 473757 | 268962 | 1088840 | 0 | 451692 | 0 | 246726 | 655965 | 1800190 | 426.518 | 0 | 0 | 0 | 0 |  | 138844 | 78825 | 201944 | 0 | 0 | 0 | 0 | 192244 | 527583 | 125 | 0 | 0 | 0 | 0 | 0 | 0 | 3998.57 | 0 | 4517.79 | 0 | 2467.74 | 0 | 0 | 0 | 0 | 0 | 0 | 0 | 426950 | 299838 | 355316 | 148620 | 90133.4 | 24844.7 | 1164.6 | 238087 | 150610 | 103271 | 240427 | 341874 | 118364 | 317213 | 91246.4 | 178203
SmallHotel | 4c - Typical-Urban-Blend | run/Prototype Row B/datapoint_59c9432b53ff6b03c86201d3 | Boise Air Terminal Uo | 5320980 | 43201.2 | 123.167 | 0 | 0.75 | 0 | 0.75 | 4195460 | 1125530 | 0 | 0 | 0 | 221.298 | 473814 | 268962 | 1088980 | 0 | 451692 | 0 | 274014 | 704645 | 2058430 | 445.474 | 0 | 0 | 0 | 0 |  | 138861 | 78825 | 201969 | 0 | 0 | 0 | 0 | 206511 | 603267 | 130.556 | 0 | 0 | 0 | 0 | 0 | 0 | 3999.04 | 0 | 4517.79 | 0 | 2740.67 | 0 | 0 | 0 | 0 | 0 | 0 | 0 | 569334 | 399831 | 473810 | 198183 | 91003.8 | 29171.3 | 1303.4 | 243182 | 529926 | 98816.4 | 282149 | 469235 | 147801 | 332944 | 319702 | 178160
SmallHotel | 4d - Prototype-Prototype-Blend | run/Prototype Row B/datapoint_59c991be45b421004abe3ab4 | Boise Air Terminal Uo | 5099760 | 43201.8 | 118.045 | 54.75 | 106.5 | 54.75 | 106.5 | 4018980 | 1080780 | 0 | 0 | 0 | 215.457 | 473890 | 270479 | 1085490 | 0 | 486164 | 0 | 195212 | 688144 | 1899990 | 388.605 | 0 | 0 | 0 | 0 |  | 138883 | 79269.4 | 201069 | 0 | 0 | 0 | 0 | 201675 | 556833 | 113.889 | 0 | 0 | 0 | 0 | 0 | 0 | 3994.87 | 0 | 4862.58 | 0 | 1952.5 | 0 | 0 | 0 | 0 | 0 | 0 | 0 | 566252 | 399411 | 473890 | 198263 | 90776.2 | 31002.7 | 672.9 | 388378 | 246126 | 118856 | 300053 | 286234 | 118229 | 487055 | 121051 | 187427
[17 empty] | 0 | 180313.2 | 126138 | 0 | 276914 | 0 | 296316 | 89095 | 247160 | 388.605 | 0 | 0 | 0 | 0 | 28.86%
SmallHotel | 0 - Prototype¦1 - Prototype-NewHvac |  | Boise Air Terminal Uo | 670220 | 0 | 15.5139 | 2123.25 | 2763.25 | 1658.5 | 743.5 | 323230 | 346990 | 0 | 0 | 0 | 8.742 | 0% | 0% | 0% | 0% | 0.000427% | 0% | 6.124% | 2.655% | 7.111% | 0.01079% | 0% | 0% | 0% | 0% | 15.9% | 0 | 0 | 0 | 0 | 0 | 0 | 26038.9 | 32800 | 87839 | 133.333 | 0 | 0 | 0 | 0 | 0 | 0 | 0 | 0 | 0.19 | 0 | 3470.72 | 0 | 0 | 0 | 0 | 0 | 0 | 0 | 0 | 0 | 0 | 394 | 6406.5 | 3167.65 | 2590.9 | 3653 | 4060 | 340 | 9973 | 53334 | 167763 | 13522 | 8332 | 949
SmallHotel | 1 - Prototype-NewHvac¦2 - Prototype-NewHvacLoadsConstSch |  | Boise Air Terminal Uo | 7730 | 0 | 0.179 | 2 | 11 | 0.5 | 8.25 | 231000 | 238740 | 0 | 0 | 0 | 11.265 | 0% | 3.691% | 2.582% | 0% | 5.668% | 0% | 0.7811% | 0.4672% | 1.076% | 0.001358% | 0% | 0% | 0% | 0% | 14.27% | 0 | 52844.4 | 36966 | 0 | 0 | 0 | 0 | 6689 | 15403 | 19.444 | 0 | 0 | 0 | 0 | 0 | 0 | 0 | 0 | 2769.49 | 0 | 381.67 | 0 | 0 | 0 | 0 | 0 | 0 | 0 | 6307 | 0 | 0 | 98 | 1158 | 8662.3 | 1580.3 | 5818 | 11 | 47 | 84938 | 105131 | 3657 | 22295 | 6 | 47
SmallHotel | 2 - Prototype-NewHvacLoadsConstSch¦3b - Typical-Bar-Sliced |  | Boise Air Terminal Uo | 174770 | 5.8 | 4.031 | 31.5 | 102.25 | 10 | 60.5 | 148120 | 26640 | 0 | 0 | 0 | 7.926 | 0.002727% | 0.0311% | 0.06868% | 0% | 0.7069% | 0% | 0.1529% | 0.9489% | 2.116% | 0.0003887% | 0% | 0% | 0% | 0% | 4.027% | 39 | 444.4 | 875 | 0 | 0 | 0 | 0 | 13564 | 30245 | 5.555 | 0 | 0 | 0 | 0 | 0 | 0 | 3.7 | 0 | 344.88 | 0 | 74.61 | 0 | 0 | 0 | 0 | 0 | 0 | 0 | 3014 | 373 | 136 | 906 | 283.8 | 1378.6 | 739.6 | 70452 | 45394 | 16252 | 1562 | 32912 | 22733 | 58553 | 1593 | 4563
SmallHotel | 2 - Prototype-NewHvacLoadsConstSch¦4b - Typical-Bar-Blend |  | Boise Air Terminal Uo | 108920 | 5.8 | 2.537 | 5.25 | 30 | 0 | 18.25 | 466810 | 357880 | 0 | 0 | 0 | 24.431 | 0.002727% | 0.0311% | 0.06868% | 0% | 0.7077% | 0% | 6.637% | 2.157% | 7.392% | 0.006412% | 0% | 0% | 0% | 0% | 17% | 39 | 444.4 | 875 | 0 | 0 | 0 | 0 | 30836 | 105669 | 91.667 | 0 | 0 | 0 | 0 | 0 | 0 | 3.7 | 0 | 345.26 | 0 | 3237.99 | 0 | 0 | 0 | 0 | 0 | 0 | 0 | 139302 | 99573 | 118574 | 43384 | 32349.8 | 4852.3 | 3615.6 | 149105 | 91400 | 16699 | 25443 | 35517 | 150229 | 168433 | 31619.6 | 5749
SmallHotel | 2 - Prototype-NewHvacLoadsConstSch¦4c - Typical-Urban-Blend |  | Boise Air Terminal Uo | 443330 | 0.6 | 10.263 | 5.75 | 39.25 | 0.5 | 27.5 | 773900 | 330550 | 0 | 0 | 0 | 39.974 | 0.001558% | 0.0311% | 0.07155% | 0% | 0.7077% | 0% | 6.078% | 3.155% | 12.69% | 0.006024% | 0% | 0% | 0% | 0% | 22.74% | 22 | 444.4 | 900 | 0 | 0 | 0 | 0 | 45103 | 181353 | 86.111 | 0 | 0 | 0 | 0 | 0 | 0 | 4.17 | 0 | 345.26 | 0 | 2965.06 | 0 | 0 | 0 | 0 | 0 | 0 | 0 | 3082 | 420 | 80 | 6179 | 33220.2 | 9178.9 | 3476.8 | 144010 | 287916 | 21153.6 | 16279 | 162878 | 120792 | 152702 | 196836 | 5792
SmallHotel | 2 - Prototype-NewHvacLoadsConstSch¦4d - Prototype-Prototype-Blend |  | Boise Air Terminal Uo | 222110 | 0 | 5.141 | 49 | 66.5 | 54.25 | 78.25 | 597420 | 375300 | 0 | 0 | 0 | 34.133 | 0% | 0% | 0% | 0% | 0.0009636% | 0% | 7.693% | 2.817% | 9.438% | 0.00719% | 0% | 0% | 0% | 0% | 19.96% | 0 | 0 | 0 | 0 | 0 | 0 | 0 | 40267 | 134919 | 102.778 | 0 | 0 | 0 | 0 | 0 | 0 | 0 | 0 | 0.47 | 0 | 3753.23 | 0 | 0 | 0 | 0 | 0 | 0 | 0 | 0 | 0 | 0 | 6259 | 32992.6 | 11010.3 | 4107.3 | 1186 | 4116 | 1114 | 34183 | 20123 | 150364 | 1409 | 1815 | 3475
LargeHotel | 3b - Typical-Bar-Sliced | run/Prototype Row B/datapoint_59c9430753ff6b03c86201a8 | Boise Air Terminal Uo | 15426000 | 122117 | 126.321 | 978 | 5374.5 | 964.25 | 1732.25 | 8411750 | 7014240 | 0 | 0 | 0 | 541.206 | 1400690 | 357062 | 4502770 | 0 | 1315330 | 0 | 3642760 | 1407300 | 2751490 | 5061.34 | 0 | 0 | 43514.3 | 0 |  | 410503 | 104644 | 717036 | 0 | 0 | 0 | 0 | 412439 | 806383 | 1483.33 | 0 | 0 | 12752.8 | 0 | 0 | 0 | 20565.3 | 0 | 13155.9 | 0 | 36434.7 | 0 | 0 | 0 | 0 | 0 | 0 | 0 | 1559060 | 1093350 | 1400690 | 1020060 | 125911 | 30387.9 | 194.7 | 1088110 | 1130750 | 176530 | 501109 | 531180 | 809494 | 1518740 | 762763 | 319209
LargeHotel | 4b - Typical-Bar-Blend | run/Prototype Row B/datapoint_59c9431053ff6b03c86201b8 | Boise Air Terminal Uo | 14305900 | 122117 | 117.149 | 2.25 | 1.25 | 2.25 | 1.25 | 8740920 | 5564960 | 0 | 0 | 0 | 565.452 | 1400690 | 357062 | 4502770 | 0 | 1315210 | 0 | 2193610 | 1013010 | 3521520 | 2018.85 | 0 | 0 | 0 | 0 |  | 410503 | 104644 | 717036 | 0 | 0 | 0 | 0 | 296883 | 1032060 | 591.667 | 0 | 0 | 0 | 0 | 0 | 0 | 20565.3 | 0 | 13154.6 | 0 | 21940.3 | 0 | 0 | 0 | 0 | 0 | 0 | 0 | 890892 | 624774 | 800396 | 559609 | 182438 | 14578.4 | 239.1 | 469855 | 487901 | 185122 | 263474 | 771999 | 400913 | 662096 | 326071 | 322232
LargeHotel | 4c - Typical-Urban-Blend | run/Prototype Row B/datapoint_59c9432b53ff6b03c86201ca | Boise Air Terminal Uo | 17251500 | 149097 | 115.707 | 0 | 1.75 | 0 | 1.75 | 10364500 | 6887100 | 0 | 0 | 0 | 660.218 | 1710160 | 357062 | 5497590 | 0 | 1315210 | 0 | 3061470 | 1094070 | 4213240 | 2748.67 | 0 | 0 | 0 | 0 |  | 501197 | 104644 | 875456 | 0 | 0 | 0 | 0 | 320642 | 1234780 | 805.556 | 0 | 0 | 0 | 0 | 0 | 0 | 25108.9 | 0 | 13154.6 | 0 | 30620.6 | 0 | 0 | 0 | 0 | 0 | 0 | 0 | 1903510 | 1334920 | 1710160 | 1192050 | 225185 | 38290.1 | 333.1 | 1230130 | 1499610 | 206005 | 699887 | 953664 | 498756 | 1822020 | 1052810 | 386848
[17 empty] | 0 | 0 | 0 | 0 | 0 | 0 | 0 | 0 | 0 | 0 | 0 | 0 | 0 | 0 | #DIV/0!
LargeHotel | 0 - Prototype¦1 - Prototype-NewHvac | [15 empty] | NaN% | NaN% | NaN% | NaN% | NaN% | NaN% | NaN% | NaN% | NaN% | NaN% | NaN% | NaN% | NaN% | NaN%
LargeHotel | 1 - Prototype-NewHvac¦2 - Prototype-NewHvacLoadsConstSch | [15 empty] | NaN% | NaN% | NaN% | NaN% | NaN% | NaN% | NaN% | NaN% | NaN% | NaN% | NaN% | NaN% | NaN% | NaN%
LargeHotel | 2 - Prototype-NewHvacLoadsConstSch¦3b - Typical-Bar-Sliced | [15 empty] | Infinity% | Infinity% | Infinity% | NaN% | Infinity% | NaN% | Infinity% | Infinity% | Infinity% | Infinity% | NaN% | NaN% | Infinity% | NaN%
LargeHotel | 2 - Prototype-NewHvacLoadsConstSch¦4b - Typical-Bar-Blend | [15 empty] | Infinity% | Infinity% | Infinity% | NaN% | Infinity% | NaN% | Infinity% | Infinity% | Infinity% | Infinity% | NaN% | NaN% | NaN% | NaN%
LargeHotel | 2 - Prototype-NewHvacLoadsConstSch¦4c - Typical-Urban-Blend | [15 empty] | Infinity% | Infinity% | Infinity% | NaN% | Infinity% | NaN% | Infinity% | Infinity% | Infinity% | Infinity% | NaN% | NaN% | NaN% | NaN%
LargeHotel | 2 - Prototype-NewHvacLoadsConstSch¦4d - Prototype-Prototype-Blend | [15 empty] | NaN% | NaN% | NaN% | NaN% | NaN% | NaN% | NaN% | NaN% | NaN% | NaN% | NaN% | NaN% | NaN% | NaN%
MidriseApartment | 0 - Prototype | run/Prototype Row B/datapoint_59c942e553ff6b03c862017f | Boise Air Terminal Uo | 1832520 | 33740.7 | 54.3119 | 0.75 | 0 | 0 | 0 | 1472350 | 360180 | 0 | 0 | 0 | 126.066 | 113065 | 69029.5 | 490751 | 0 | 341499 | 0 | 360180 | 153338 | 304657 | 0 | 0 | 0 | 0 | 0 |  | 33136.1 | 20230.6 | 143825 | 0 | 100083 | 0 | 0 | 44938.9 | 89286.1 | 0 | 0 | 0 | 0 | 0 | 0 | 0 | 0 | 0 | 0 | 0 | 3602.49 | 0 | 0 | 0 | 0 | 0 | 0 | 0 | 281478 | 0 | 89715.9 | 83935.8 | 13501 | 7105.26 | 2344 | 222178 | 254114 | 95265.7 | 151376 | 166127 | 93276.5 | 294789 | 162949 | 155282
MidriseApartment | 1 - Prototype-NewHvac | run/Prototype Row B/datapoint_59c942ed53ff6b03c862018f | Boise Air Terminal Uo | 2050170 | 33740.7 | 60.7625 | 7 | 40.25 | 7 | 39 | 1783070 | 267085 | 0 | 0 | 0 | 133.062 | 113065 | 69029.5 | 490751 | 0 | 341499 | 0 | 267085 | 187232 | 581258 | 236.954 | 0 | 0 | 0 | 0 |  | 33136.1 | 20230.6 | 143825 | 0 | 100083 | 0 | 0 | 54872.2 | 170350 | 69.4444 | 0 | 0 | 0 | 0 | 0 | 0 | 0 | 0 | 0 | 0 | 2671.37 | 0 | 0 | 0 | 0 | 0 | 0 | 0 | 281478 | 0 | 89715.9 | 83146.3 | 13570.4 | 8511.74 | 412.1 | 221817 | 253296 | 95071.4 | 163880 | 143819 | 108052 | 295971 | 165377 | 156118
MidriseApartment | 2 - Prototype-NewHvacLoadsConstSch | run/Prototype Row B/datapoint_59c942f553ff6b03c862019f | Boise Air Terminal Uo | 2260780 | 33740.7 | 67.0046 | 8 | 48.25 | 8 | 45.5 | 1513350 | 747430 | 0 | 0 | 0 | 122.571 | 113065 | 208747 | 490808 | 0 | 492609 | 0 | 265247 | 171944 | 518115 | 236.954 | 0 | 0 | 0 | 0 |  | 33136.1 | 61177.8 | 143842 | 0 | 3055.56 | 0 | 0 | 50391.7 | 151844 | 69.4444 | 0 | 0 | 0 | 0 | 0 | 0 | 0 | 0 | 4822.76 | 0 | 2652.98 | 0 | 0 | 0 | 0 | 0 | 0 | 0 | 281480 | 0 | 89715.9 | 83307 | 13550.3 | 6303.35 | 329.1 | 222063 | 253869 | 95073.1 | 128320 | 147670 | 130764 | 295370 | 164380 | 156120
MidriseApartment | 3b - Typical-Bar-Sliced | run/Prototype Row B/datapoint_59c9430753ff6b03c86201af | Boise Air Terminal Uo | 2157300 | 33740 | 63.9389 | 3.75 | 96.25 | 3.75 | 84.5 | 1402510 | 754785 | 0 | 0 | 0 | 81.4061 | 113103 | 208747 | 490799 | 0 | 482183 | 0 | 272602 | 135547 | 454071 | 255.911 | 0 | 0 | 0 | 0 |  | 33147.2 | 61177.8 | 143839 | 0 | 0 | 0 | 0 | 39725 | 133075 | 75 | 0 | 0 | 0 | 0 | 0 | 0 | 0 | 0 | 4822.76 | 0 | 2726.54 | 0 | 0 | 0 | 0 | 0 | 0 | 0 | 374072 | 0 | 113100 | 111529 | 13402.3 | 8760.2 | 140.8 | 309851 | 255290 | 91531.3 | 177649 | 126104 | 143596 | 416388 | 170497 | 153637
MidriseApartment | 4b - Typical-Bar-Blend | run/Prototype Row B/datapoint_59c9431053ff6b03c86201bf | Boise Air Terminal Uo | 2269950 | 33740 | 67.2776 | 0.25 | 54.25 | 0.25 | 54.25 | 1492660 | 777286 | 0 | 0 | 0 | 86.6489 | 113103 | 208747 | 490799 | 0 | 482183 | 0 | 295103 | 167062 | 512684 | 274.867 | 0 | 0 | 0 | 0 |  | 33147.2 | 61177.8 | 143839 | 0 | 0 | 0 | 0 | 48961.1 | 150253 | 80.5556 | 0 | 0 | 0 | 0 | 0 | 0 | 0 | 0 | 4822.76 | 0 | 2951.6 | 0 | 0 | 0 | 0 | 0 | 0 | 0 | 280554 | 0 | 84825 | 83995.1 | 13335.5 | 7996.38 | 165.1 | 231419 | 190956 | 92271.7 | 162486 | 133896 | 121821 | 309857 | 125953 | 152229
MidriseApartment | 4c - Typical-Urban-Blend | run/Prototype Row B/datapoint_59c9432b53ff6b03c86201d1 | Boise Air Terminal Uo | 2331370 | 33687.8 | 69.2053 | 0 | 23.75 | 0 | 23.75 | 1538540 | 792830 | 0 | 0 | 0 | 91.2637 | 112923 | 208747 | 490031 | 0 | 482183 | 0 | 310657 | 189980 | 536578 | 274.867 | 0 | 0 | 0 | 0 |  | 33094.4 | 61177.8 | 143614 | 0 | 0 | 0 | 0 | 55677.8 | 157256 | 80.5556 | 0 | 0 | 0 | 0 | 0 | 0 | 0 | 0 | 4822.76 | 0 | 3107.16 | 0 | 0 | 0 | 0 | 0 | 0 | 0 | 373493 | 0 | 112925 | 111315 | 13441 | 9432.42 | 104.3 | 248534 | 496129 | 89055.7 | 193496 | 166219 | 141433 | 339771 | 330339 | 152030
MidriseApartment | 4d - Prototype-Prototype-Blend | run/Prototype Row B/datapoint_59c991be45b421004abe3ab2 | Boise Air Terminal Uo | 2283030 | 33740.7 | 67.6639 | 9.5 | 40.75 | 9.5 | 40.75 | 1515080 | 767950 | 0 | 0 | 0 | 123.02 | 113065 | 208747 | 490808 | 0 | 492609 | 0 | 285767 | 171394 | 520380 | 255.911 | 0 | 0 | 0 | 0 |  | 33136.1 | 61177.8 | 143842 | 0 | 3055.56 | 0 | 0 | 50230.6 | 152508 | 75 | 0 | 0 | 0 | 0 | 0 | 0 | 0 | 0 | 4822.76 | 0 | 2858.22 | 0 | 0 | 0 | 0 | 0 | 0 | 0 | 280563 | 0 | 84801.9 | 83915.5 | 13397.1 | 7855.62 | 106.1 | 221700 | 253570 | 95054.4 | 160265 | 144794 | 131268 | 294807 | 163635 | 155093
[17 empty] | 0 | 139717.5 | 57 | 0 | 151110 | 0 | 94933 | 18606 | 213458 | 236.954 | 0 | 0 | 0 | 0 | 33.73%
MidriseApartment | 0 - Prototype¦1 - Prototype-NewHvac |  | Boise Air Terminal Uo | 217650 | 0 | 6.4506 | 6.25 | 40.25 | 7 | 39 | 310720 | 93095 | 0 | 0 | 0 | 6.996 | 0% | 0% | 0% | 0% | 0% | 0% | 5.08% | 1.85% | 15.09% | 0.01293% | 0% | 0% | 0% | 0% | 22.04% | 0 | 0 | 0 | 0 | 0 | 0 | 0 | 9933.3 | 81063.9 | 69.4444 | 0 | 0 | 0 | 0 | 0 | 0 | 0 | 0 | 0 | 0 | 931.12 | 0 | 0 | 0 | 0 | 0 | 0 | 0 | 0 | 0 | 0 | 789.5 | 69.4 | 1406.48 | 1931.9 | 361 | 818 | 194.3 | 12504 | 22308 | 14775.5 | 1182 | 2428 | 836
MidriseApartment | 1 - Prototype-NewHvac¦2 - Prototype-NewHvacLoadsConstSch |  | Boise Air Terminal Uo | 210610 | 0 | 6.2421 | 1 | 8 | 1 | 6.5 | 269720 | 480345 | 0 | 0 | 0 | 10.491 | 0% | 6.815% | 0.00278% | 0% | 7.371% | 0% | 0.08965% | 0.7457% | 3.08% | 0% | 0% | 0% | 0% | 0% | 18.1% | 0 | 40947.2 | 17 | 0 | 97027.44 | 0 | 0 | 4480.5 | 18506 | 0 | 0 | 0 | 0 | 0 | 0 | 0 | 0 | 0 | 4822.76 | 0 | 18.39 | 0 | 0 | 0 | 0 | 0 | 0 | 0 | 2 | 0 | 0 | 160.7 | 20.1 | 2208.39 | 83 | 246 | 573 | 1.7 | 35560 | 3851 | 22712 | 601 | 997 | 2
MidriseApartment | 2 - Prototype-NewHvacLoadsConstSch¦3b - Typical-Bar-Sliced |  | Boise Air Terminal Uo | 103480 | 0.7 | 3.0657 | 4.25 | 48 | 4.25 | 39 | 110840 | 7355 | 0 | 0 | 0 | 41.1649 | 0.001681% | 0% | 0.0003981% | 0% | 0.4612% | 0% | 0.3253% | 1.61% | 2.833% | 0.0008385% | 0% | 0% | 0% | 0% | 5.232% | 11.1 | 0 | 3 | 0 | 3055.56 | 0 | 0 | 10666.7 | 18769 | 5.5556 | 0 | 0 | 0 | 0 | 0 | 0 | 0 | 0 | 0 | 0 | 73.56 | 0 | 0 | 0 | 0 | 0 | 0 | 0 | 92592 | 0 | 23384.1 | 28222 | 148 | 2456.85 | 188.3 | 87788 | 1421 | 3541.8 | 49329 | 21566 | 12832 | 121018 | 6117 | 2483
MidriseApartment | 2 - Prototype-NewHvacLoadsConstSch¦4b - Typical-Bar-Blend |  | Boise Air Terminal Uo | 9170 | 0.7 | 0.273 | 7.75 | 6 | 7.75 | 8.75 | 20690 | 29856 | 0 | 0 | 0 | 35.9221 | 0.001681% | 0% | 0.0003981% | 0% | 0.4612% | 0% | 1.321% | 0.2159% | 0.2402% | 0.001677% | 0% | 0% | 0% | 0% | 2.242% | 11.1 | 0 | 3 | 0 | 3055.56 | 0 | 0 | 1430.6 | 1591 | 11.1112 | 0 | 0 | 0 | 0 | 0 | 0 | 0 | 0 | 0 | 0 | 298.62 | 0 | 0 | 0 | 0 | 0 | 0 | 0 | 926 | 0 | 4890.9 | 688.1 | 214.8 | 1693.03 | 164 | 9356 | 62913 | 2801.4 | 34166 | 13774 | 8943 | 14487 | 38427 | 3891
MidriseApartment | 2 - Prototype-NewHvacLoadsConstSch¦4c - Typical-Urban-Blend |  | Boise Air Terminal Uo | 70590 | 52.9 | 2.2007 | 8 | 24.5 | 8 | 21.75 | 25190 | 45400 | 0 | 0 | 0 | 31.3073 | 0.006281% | 0% | 0.03437% | 0% | 0.4612% | 0% | 2.009% | 0.7978% | 0.8167% | 0.001677% | 0% | 0% | 0% | 0% | 4.127% | 41.7 | 0 | 228 | 0 | 3055.56 | 0 | 0 | 5286.1 | 5412 | 11.1112 | 0 | 0 | 0 | 0 | 0 | 0 | 0 | 0 | 0 | 0 | 454.18 | 0 | 0 | 0 | 0 | 0 | 0 | 0 | 92013 | 0 | 23209.1 | 28008 | 109.3 | 3129.07 | 224.8 | 26471 | 242260 | 6017.4 | 65176 | 18549 | 10669 | 44401 | 165959 | 4090
MidriseApartment | 2 - Prototype-NewHvacLoadsConstSch¦4d - Prototype-Prototype-Blend |  | Boise Air Terminal Uo | 22250 | 0 | 0.6593 | 1.5 | 7.5 | 1.5 | 4.75 | 1730 | 20520 | 0 | 0 | 0 | 0.449 | 0% | 0% | 0% | 0% | 0% | 0% | 0.9077% | 0.02433% | 0.1002% | 0.0008385% | 0% | 0% | 0% | 0% | 1.033% | 0 | 0 | 0 | 0 | 0 | 0 | 0 | 161.1 | 664 | 5.5556 | 0 | 0 | 0 | 0 | 0 | 0 | 0 | 0 | 0 | 0 | 205.24 | 0 | 0 | 0 | 0 | 0 | 0 | 0 | 917 | 0 | 4914 | 608.5 | 153.2 | 1552.27 | 223 | 363 | 299 | 18.7 | 31945 | 2876 | 504 | 563 | 745 | 1027
HighriseApartment | 0 - Prototype | run/Prototype Row B/datapoint_59c942e553ff6b03c8620180 | Boise Air Terminal Uo | 4659910 | 84351.2 | 55.2442 | 108.25 | 216.75 | 105.25 | 216.75 | 3020300 | 1639630 | 0 | 0 | 0 | 210.702 | 253190 | 201951 | 1078080 | 0 | 1089360 | 0 | 744378 | 477690 | 731667 | 46120.8 | 37486.2 | 0 | 0 | 0 |  | 74202.8 | 59186.1 | 315953 | 0 | 0 | 0 | 56891.7 | 139997 | 214431 | 13516.7 | 10986.1 | 0 | 0 | 0 | 0 | 0 | 0 | 0 | 10895.7 | 0 | 5503.61 | 0 | 0 | 0 | 0 | 0 | 0 | 0 | 931284 | 0 | 253187 | 283567 | 32782.5 | 30370.4 | 3959.3 | 635651 | 1244130 | 90286.6 | 651592 | 420405 | 110106 | 865637 | 847302 | 154175
HighriseApartment | 1 - Prototype-NewHvac | run/Prototype Row B/datapoint_59c942ed53ff6b03c8620190 | Boise Air Terminal Uo | 5183010 | 84351.2 | 61.4457 | 9 | 62 | 9 | 61.25 | 3442630 | 1740380 | 0 | 0 | 0 | 222.207 | 253190 | 201951 | 1078080 | 0 | 1089380 | 0 | 650999 | 508419 | 1400040 | 957.295 | 0 | 0 | 0 | 0 |  | 74202.8 | 59186.1 | 315953 | 0 | 0 | 0 | 0 | 149003 | 410311 | 280.556 | 0 | 0 | 0 | 0 | 0 | 0 | 0 | 0 | 10895.9 | 0 | 6511.24 | 0 | 0 | 0 | 0 | 0 | 0 | 0 | 931284 | 0 | 253187 | 280224 | 33896.2 | 30534.5 | 3773.2 | 634380 | 1239200 | 89874.8 | 662133 | 372510 | 116580 | 869385 | 859504 | 155356
HighriseApartment | 2 - Prototype-NewHvacLoadsConstSch | run/Prototype Row B/datapoint_59c942f553ff6b03c86201a0 | Boise Air Terminal Uo | 5326530 | 84351.2 | 63.1471 | 16.5 | 76.5 | 16 | 75.75 | 3541170 | 1785370 | 0 | 0 | 0 | 225.447 | 253190 | 247968 | 1155160 | 0 | 1141290 | 0 | 644080 | 501101 | 1382790 | 957.295 | 0 | 0 | 0 | 0 |  | 74202.8 | 72672.2 | 338544 | 0 | 0 | 0 | 0 | 146858 | 405256 | 280.556 | 0 | 0 | 0 | 0 | 0 | 0 | 0 | 0 | 11415.1 | 0 | 6442.04 | 0 | 0 | 0 | 0 | 0 | 0 | 0 | 923924 | 0 | 253187 | 280295 | 33904.5 | 28548.4 | 83.4 | 634386 | 1239290 | 90031.2 | 611162 | 369767 | 158765 | 869322 | 859691 | 154966
HighriseApartment | 3b - Typical-Bar-Sliced | run/Prototype Row B/datapoint_59c9430753ff6b03c86201b0 | Boise Air Terminal Uo | 4731570 | 84351 | 56.0938 | 1.5 | 152.5 | 1.5 | 149.5 | 2998350 | 1733220 | 0 | 0 | 0 | 184.431 | 253257 | 247968 | 1155180 | 0 | 1064640 | 0 | 668590 | 326703 | 1014210 | 1023.64 | 0 | 0 | 0 | 0 |  | 74222.2 | 72672.2 | 338550 | 0 | 0 | 0 | 0 | 95747.2 | 297236 | 300 | 0 | 0 | 0 | 0 | 0 | 0 | 0 | 0 | 10648.4 | 0 | 6687.19 | 0 | 0 | 0 | 0 | 0 | 0 | 0 | 923913 | 0 | 253255 | 281140 | 33214.7 | 27983.2 | 1818.4 | 741690 | 621340 | 81285.7 | 597556 | 302445 | 149742 | 1028380 | 441893 | 148687
HighriseApartment | 4b - Typical-Bar-Blend | run/Prototype Row B/datapoint_59c9431053ff6b03c86201c0 | Boise Air Terminal Uo | 5104450 | 84351 | 60.5144 | 0.25 | 68.5 | 0.25 | 68.5 | 3317060 | 1787390 | 0 | 0 | 0 | 209.361 | 253257 | 247968 | 1155180 | 0 | 1064650 | 0 | 722739 | 415258 | 1244330 | 1071.03 | 0 | 0 | 0 | 0 |  | 74222.2 | 72672.2 | 338550 | 0 | 0 | 0 | 0 | 121700 | 364678 | 313.889 | 0 | 0 | 0 | 0 | 0 | 0 | 0 | 0 | 10648.6 | 0 | 7228.78 | 0 | 0 | 0 | 0 | 0 | 0 | 0 | 277174 | 0 | 75976.6 | 85710.7 | 33246.6 | 13134.9 | 172.7 | 224244 | 188327 | 82284.5 | 269693 | 311409 | 120656 | 304346 | 127029 | 146479
HighriseApartment | 4c - Typical-Urban-Blend | run/Prototype Row B/datapoint_59c9432b53ff6b03c86201d2 | Boise Air Terminal Uo | 5262940 | 84292.3 | 62.4368 | 0.5 | 26 | 0.5 | 26 | 3437090 | 1825860 | 0 | 0 | 0 | 222.354 | 253077 | 247968 | 1154370 | 0 | 1064650 | 0 | 761211 | 475766 | 1304820 | 1080.51 | 0 | 0 | 0 | 0 |  | 74169.4 | 72672.2 | 338314 | 0 | 0 | 0 | 0 | 139433 | 382406 | 316.667 | 0 | 0 | 0 | 0 | 0 | 0 | 0 | 0 | 10648.5 | 0 | 7613.58 | 0 | 0 | 0 | 0 | 0 | 0 | 0 | 923269 | 0 | 253079 | 281559 | 33760.3 | 30227.8 | 105.3 | 596297 | 1212450 | 79243.2 | 631802 | 407143 | 140642 | 843339 | 864787 | 146455
HighriseApartment | 4d - Prototype-Prototype-Blend | run/Prototype Row B/datapoint_59c991be45b421004abe3ab3 | Boise Air Terminal Uo | 5383140 | 84351.2 | 63.8182 | 21.25 | 88.75 | 21.25 | 88.75 | 3568400 | 1814740 | 0 | 0 | 0 | 227.282 | 253190 | 247968 | 1155160 | 0 | 1141270 | 0 | 673471 | 501462 | 1409630 | 985.73 | 0 | 0 | 0 | 0 |  | 74202.8 | 72672.2 | 338544 | 0 | 0 | 0 | 0 | 146964 | 413122 | 288.889 | 0 | 0 | 0 | 0 | 0 | 0 | 0 | 0 | 11414.9 | 0 | 6736.01 | 0 | 0 | 0 | 0 | 0 | 0 | 0 | 923924 | 0 | 253187 | 280017 | 33701.3 | 30348.9 | 84.1 | 634834 | 1241960 | 90378.7 | 637848 | 340584 | 157208 | 867825 | 856224 | 153469
[17 empty] | 0 | 46017 | 77080 | 0 | 51930 | 0 | 100298 | 23411 | 651123 | 45163.505 | 37486.2 | 0 | 0 | 0 | 22.16%
HighriseApartment | 0 - Prototype¦1 - Prototype-NewHvac |  | Boise Air Terminal Uo | 523100 | 0 | 6.2015 | 99.25 | 154.75 | 96.25 | 155.5 | 422330 | 100750 | 0 | 0 | 0 | 11.505 | 0% | 0% | 0% | 0% | 0.0004292% | 0% | 2.004% | 0.6594% | 14.34% | 0.9692% | 0.8044% | 0% | 0% | 0% | 18.78% | 0 | 0 | 0 | 0 | 0 | 0 | 56891.7 | 9006 | 195880 | 13236.144 | 10986.1 | 0 | 0 | 0 | 0 | 0 | 0 | 0 | 0.2 | 0 | 1007.63 | 0 | 0 | 0 | 0 | 0 | 0 | 0 | 0 | 0 | 0 | 3343 | 1113.7 | 164.1 | 186.1 | 1271 | 4930 | 411.8 | 10541 | 47895 | 6474 | 3748 | 12202 | 1181
HighriseApartment | 1 - Prototype-NewHvac¦2 - Prototype-NewHvacLoadsConstSch |  | Boise Air Terminal Uo | 143520 | 0 | 1.7014 | 7.5 | 14.5 | 7 | 14.5 | 98540 | 44990 | 0 | 0 | 0 | 3.24 | 0% | 0.8878% | 1.487% | 0% | 1.002% | 0% | 0.1335% | 0.1412% | 0.3328% | 0% | 0% | 0% | 0% | 0% | 3.984% | 0 | 13486.1 | 22591 | 0 | 0 | 0 | 0 | 2145 | 5055 | 0 | 0 | 0 | 0 | 0 | 0 | 0 | 0 | 0 | 519.2 | 0 | 69.2 | 0 | 0 | 0 | 0 | 0 | 0 | 0 | 7360 | 0 | 0 | 71 | 8.3 | 1986.1 | 3689.8 | 6 | 90 | 156.4 | 50971 | 2743 | 42185 | 63 | 187 | 390
HighriseApartment | 2 - Prototype-NewHvacLoadsConstSch¦3b - Typical-Bar-Sliced |  | Boise Air Terminal Uo | 594960 | 0.2 | 7.0533 | 15 | 76 | 14.5 | 73.75 | 542820 | 52150 | 0 | 0 | 0 | 41.016 | 0.001258% | 0% | 0.0003755% | 0% | 1.439% | 0% | 0.4601% | 3.274% | 6.92% | 0.001246% | 0% | 0% | 0% | 0% | 12.1% | 19.4 | 0 | 6 | 0 | 0 | 0 | 0 | 51110.8 | 108020 | 19.444 | 0 | 0 | 0 | 0 | 0 | 0 | 0 | 0 | 766.7 | 0 | 245.15 | 0 | 0 | 0 | 0 | 0 | 0 | 0 | 11 | 0 | 68 | 845 | 689.8 | 565.2 | 1735 | 107304 | 617950 | 8745.5 | 13606 | 67322 | 9023 | 159058 | 417798 | 6279
HighriseApartment | 2 - Prototype-NewHvacLoadsConstSch¦4b - Typical-Bar-Blend |  | Boise Air Terminal Uo | 222080 | 0.2 | 2.6327 | 16.25 | 8 | 15.75 | 7.25 | 224110 | 2020 | 0 | 0 | 0 | 16.086 | 0.001258% | 0% | 0.0003755% | 0% | 1.439% | 0% | 1.477% | 1.612% | 2.599% | 0.002135% | 0% | 0% | 0% | 0% | 7.13% | 19.4 | 0 | 6 | 0 | 0 | 0 | 0 | 25158 | 40578 | 33.333 | 0 | 0 | 0 | 0 | 0 | 0 | 0 | 0 | 766.5 | 0 | 786.74 | 0 | 0 | 0 | 0 | 0 | 0 | 0 | 646750 | 0 | 177210.4 | 194584.3 | 657.9 | 15413.5 | 89.3 | 410142 | 1050963 | 7746.7 | 341469 | 58358 | 38109 | 564976 | 732662 | 8487
HighriseApartment | 2 - Prototype-NewHvacLoadsConstSch¦4c - Typical-Urban-Blend |  | Boise Air Terminal Uo | 63590 | 58.9 | 0.7103 | 16 | 50.5 | 15.5 | 49.75 | 104080 | 40490 | 0 | 0 | 0 | 3.093 | 0.002121% | 0% | 0.01483% | 0% | 1.439% | 0% | 2.199% | 0.4756% | 1.464% | 0.002313% | 0% | 0% | 0% | 0% | 5.597% | 33.4 | 0 | 230 | 0 | 0 | 0 | 0 | 7425 | 22850 | 36.111 | 0 | 0 | 0 | 0 | 0 | 0 | 0 | 0 | 766.6 | 0 | 1171.54 | 0 | 0 | 0 | 0 | 0 | 0 | 0 | 655 | 0 | 108 | 1264 | 144.2 | 1679.4 | 21.9 | 38089 | 26840 | 10788 | 20640 | 37376 | 18123 | 25983 | 5096 | 8511
HighriseApartment | 2 - Prototype-NewHvacLoadsConstSch¦4d - Prototype-Prototype-Blend |  | Boise Air Terminal Uo | 56610 | 0 | 0.6711 | 4.75 | 12.25 | 5.25 | 13 | 27230 | 29370 | 0 | 0 | 0 | 1.835 | 0% | 0% | 0% | 0% | 0.0003755% | 0% | 0.5518% | 0.006777% | 0.5039% | 0.0005338% | 0% | 0% | 0% | 0% | 1.063% | 0 | 0 | 0 | 0 | 0 | 0 | 0 | 106 | 7866 | 8.333 | 0 | 0 | 0 | 0 | 0 | 0 | 0 | 0 | 0.2 | 0 | 293.97 | 0 | 0 | 0 | 0 | 0 | 0 | 0 | 0 | 0 | 0 | 278 | 203.2 | 1800.5 | 0.7 | 448 | 2670 | 347.5 | 26686 | 29183 | 1557 | 1497 | 3467 | 1497
StripMall | 0 - Prototype | run/Prototype Row B/datapoint_59c942e553ff6b03c862017d | Boise Air Terminal Uo | 1874280 | 22500 | 83.3013 | 391.25 | 360 | 35.75 | 0 | 1310330 | 563951 | 0 | 0 | 0 | 127.028 | 605560 | 136116 | 122837 | 0 | 36642.6 | 0 | 563951 | 117861 | 291321 | 0 | 0 | 0 | 0 | 0 |  | 177472 | 39891.7 | 36000 | 0 | 10738.9 | 0 | 0 | 34541.7 | 85377.8 | 0 | 0 | 0 | 0 | 0 | 0 | 0 | 0 | 0 | 0 | 0 | 5640.6 | 0 | 0 | 0 | 0 | 0 | 0 | 0 | 122834 | 0 | 605558 | 72951.8 | 53038.9 | 35286.9 | 73880.4 | 234714 | 188405 | 283360 | 263859 | 312698 | 205199 | 321856 | 89174.1 | 409114
StripMall | 1 - Prototype-NewHvac | run/Prototype Row B/datapoint_59c942ed53ff6b03c862018d | Boise Air Terminal Uo | 1764140 | 22500 | 78.4063 | 808.25 | 918.25 | 491.25 | 497.75 | 1262790 | 501348 | 0 | 0 | 0 | 130.798 | 605560 | 136116 | 122837 | 0 | 36623.7 | 0 | 503357 | 131728 | 227912 | 0 | 0 | 0 | 0 | 0 |  | 177472 | 39891.7 | 36000 | 0 | 10733.3 | 0 | 588.889 | 38605.6 | 66794.4 | 0 | 0 | 0 | 0 | 0 | 0 | 0 | 0 | 0 | 0 | 0 | 5014.45 | 0 | 0 | 0 | 0 | 0 | 0 | 0 | 122834 | 0 | 605558 | 72050.7 | 53398 | 35199.3 | 68657.4 | 233907 | 187546 | 282204 | 269051 | 274760 | 225799 | 323713 | 90420.2 | 411593
StripMall | 2 - Prototype-NewHvacLoadsConstSch | run/Prototype Row B/datapoint_59c942f553ff6b03c862019d | Boise Air Terminal Uo | 1690620 | 22500 | 75.1387 | 992.25 | 808.75 | 537.75 | 512.25 | 1239440 | 451180 | 0 | 0 | 0 | 118.277 | 605560 | 179981 | 122837 | 0 | 86185 | 0 | 403448 | 122088 | 170531 | 0 | 0 | 0 | 0 | 0 |  | 177472 | 52747.2 | 36000 | 0 | 10608.3 | 0 | 661.111 | 35780.6 | 49977.8 | 0 | 0 | 0 | 0 | 0 | 0 | 0 | 0 | 0 | 499.975 | 0 | 4012.69 | 0 | 0 | 0 | 0 | 0 | 0 | 0 | 122834 | 0 | 605558 | 71724.6 | 51112 | 5918.66 | 47448.1 | 234667 | 188357 | 283873 | 93957.3 | 163354 | 309366 | 320968 | 88461.9 | 407586
StripMall | 3b - Typical-Bar-Sliced | run/Prototype Row B/datapoint_59c9430753ff6b03c86201ad | Boise Air Terminal Uo | 1759130 | 22497 | 78.194 | 1513 | 812 | 537.5 | 626.25 | 1231560 | 527574 | 0 | 0 | 0 | 112.196 | 605475 | 179972 | 122818 | 0 | 40614 | 0 | 489538 | 125226 | 195478 | 0 | 0 | 0 | 0 | 0 |  | 177447 | 52744.4 | 35994.4 | 0 | 0 | 0 | 758.333 | 36700 | 57288.9 | 0 | 0 | 0 | 0 | 0 | 0 | 0 | 0 | 0 | 406.218 | 0 | 4870.44 | 0 | 0 | 0 | 0 | 0 | 0 | 0 | 122818 | 0 | 605478 | 71468.2 | 51001.8 | 5877.65 | 105131 | 242624 | 148063 | 272952 | 86900 | 213299 | 341534 | 324370 | 72806.2 | 391473
StripMall | 4b - Typical-Bar-Blend | run/Prototype Row B/datapoint_59c9431053ff6b03c86201bd | Boise Air Terminal Uo | 1643970 | 22497 | 73.0751 | 1172 | 477 | 423 | 444 | 1181480 | 462497 | 0 | 0 | 0 | 107.951 | 605475 | 179972 | 122818 | 0 | 40614 | 0 | 423769 | 115255 | 156077 | 0 | 0 | 0 | 0 | 0 |  | 177447 | 52744.4 | 35994.4 | 0 | 0 | 0 | 552.778 | 33777.8 | 45741.7 | 0 | 0 | 0 | 0 | 0 | 0 | 0 | 0 | 0 | 406.218 | 0 | 4219.64 | 0 | 0 | 0 | 0 | 0 | 0 | 0 | 122818 | 0 | 605478 | 71791.1 | 51694.3 | 5896.08 | 108934 | 241831 | 148383 | 272585 | 88240.7 | 168661 | 343707 | 324860 | 72617.5 | 390668
StripMall | 4c - Typical-Urban-Blend | run/Prototype Row B/datapoint_59c9432b53ff6b03c86201cf | Boise Air Terminal Uo | 1811550 | 22501.1 | 80.5096 | 671 | 214 | 199.25 | 212.25 | 1311700 | 499850 | 0 | 0 | 0 | 114.941 | 605589 | 179972 | 122837 | 0 | 40614 | 0 | 461511 | 128088 | 272943 | 0 | 0 | 0 | 0 | 0 |  | 177481 | 52744.4 | 36000 | 0 | 0 | 0 | 669.444 | 37538.9 | 79991.7 | 0 | 0 | 0 | 0 | 0 | 0 | 0 | 0 | 0 | 406.218 | 0 | 4593.15 | 0 | 0 | 0 | 0 | 0 | 0 | 0 | 122840 | 0 | 605588 | 71209.9 | 51962.6 | 5859.45 | 164238 | 182671 | 390712 | 260123 | 86279.6 | 253428 | 453148 | 252692 | 183970 | 383522
StripMall | 4d - Prototype-Prototype-Blend | run/Prototype Row B/datapoint_59c991be45b421004abe3ab0 | Boise Air Terminal Uo | 1639360 | 22500 | 72.8605 | 498.75 | 382 | 293 | 340 | 1235230 | 404130 | 0 | 0 | 0 | 118.503 | 605560 | 179981 | 122837 | 0 | 86185 | 0 | 355754 | 122221 | 166825 | 0 | 0 | 0 | 0 | 0 |  | 177472 | 52747.2 | 36000 | 0 | 10608.3 | 0 | 472.222 | 35819.4 | 48891.7 | 0 | 0 | 0 | 0 | 0 | 0 | 0 | 0 | 0 | 499.975 | 0 | 3542.11 | 0 | 0 | 0 | 0 | 0 | 0 | 0 | 122834 | 0 | 605558 | 71907.5 | 51847.5 | 5931.04 | 48383 | 234570 | 188339 | 283772 | 94069.8 | 139290 | 309531 | 319942 | 88182.6 | 407078
[17 empty] | 0 | 43865 | 0 | 0 | 49542.4 | 0 | 160503 | 4227 | 120790 | 0 | 0 | 0 | 0 | 0 | 20.22%
StripMall | 0 - Prototype¦1 - Prototype-NewHvac |  | Boise Air Terminal Uo | 110140 | 0 | 4.895 | 417 | 558.25 | 455.5 | 497.75 | 47540 | 62603 | 0 | 0 | 0 | 3.77 | 0% | 0% | 0% | 0% | 0.001008% | 0% | 3.233% | 0.7399% | 3.383% | 0% | 0% | 0% | 0% | 0% | 7.357% | 0 | 0 | 0 | 0 | 5.6 | 0 | 588.889 | 4063.9 | 18583.4 | 0 | 0 | 0 | 0 | 0 | 0 | 0 | 0 | 0 | 0 | 0 | 626.15 | 0 | 0 | 0 | 0 | 0 | 0 | 0 | 0 | 0 | 0 | 901.1 | 359.1 | 87.6 | 5223 | 807 | 859 | 1156 | 5192 | 37938 | 20600 | 1857 | 1246.1 | 2479
StripMall | 1 - Prototype-NewHvac¦2 - Prototype-NewHvacLoadsConstSch |  | Boise Air Terminal Uo | 73520 | 0 | 3.2676 | 184 | 109.5 | 46.5 | 14.5 | 23350 | 50168 | 0 | 0 | 0 | 12.521 | 0% | 2.486% | 0% | 0% | 2.809% | 0% | 5.663% | 0.5464% | 3.253% | 0% | 0% | 0% | 0% | 0% | 14.76% | 0 | 12855.5 | 0 | 0 | 125 | 0 | 72.222 | 2825 | 16816.6 | 0 | 0 | 0 | 0 | 0 | 0 | 0 | 0 | 0 | 499.975 | 0 | 1001.76 | 0 | 0 | 0 | 0 | 0 | 0 | 0 | 0 | 0 | 0 | 326.1 | 2286 | 29280.64 | 21209.3 | 760 | 811 | 1669 | 175093.7 | 111406 | 83567 | 2745 | 1958.3 | 4007
StripMall | 2 - Prototype-NewHvacLoadsConstSch¦3b - Typical-Bar-Sliced |  | Boise Air Terminal Uo | 68510 | 3 | 3.0553 | 520.75 | 3.25 | 0.25 | 114 | 7880 | 76394 | 0 | 0 | 0 | 6.081 | 0.005028% | 0.0005323% | 0.001124% | 0% | 2.696% | 0% | 5.092% | 0.1856% | 1.476% | 0% | 0% | 0% | 0% | 0% | 9.456% | 25 | 2.8 | 5.6 | 0 | 10608.3 | 0 | 97.222 | 919.4 | 7311.1 | 0 | 0 | 0 | 0 | 0 | 0 | 0 | 0 | 0 | 93.757 | 0 | 857.75 | 0 | 0 | 0 | 0 | 0 | 0 | 0 | 16 | 0 | 80 | 256.4 | 110.2 | 41.01 | 57682.9 | 7957 | 40294 | 10921 | 7057.3 | 49945 | 32168 | 3402 | 15655.7 | 16113
StripMall | 2 - Prototype-NewHvacLoadsConstSch¦4b - Typical-Bar-Blend |  | Boise Air Terminal Uo | 46650 | 3 | 2.0636 | 179.75 | 331.75 | 114.75 | 68.25 | 57960 | 11317 | 0 | 0 | 0 | 10.326 | 0.005028% | 0.0005323% | 0.001124% | 0% | 2.696% | 0% | 1.202% | 0.4042% | 0.855% | 0% | 0% | 0% | 0% | 0% | 5.163% | 25 | 2.8 | 5.6 | 0 | 10608.3 | 0 | 108.333 | 2002.8 | 4236.1 | 0 | 0 | 0 | 0 | 0 | 0 | 0 | 0 | 0 | 93.757 | 0 | 206.95 | 0 | 0 | 0 | 0 | 0 | 0 | 0 | 16 | 0 | 80 | 66.5 | 582.3 | 22.58 | 61485.9 | 7164 | 39974 | 11288 | 5716.6 | 5307 | 34341 | 3892 | 15844.4 | 16918
StripMall | 2 - Prototype-NewHvacLoadsConstSch¦4c - Typical-Urban-Blend |  | Boise Air Terminal Uo | 120930 | 1.1 | 5.3709 | 321.25 | 594.75 | 338.5 | 300 | 72260 | 48670 | 0 | 0 | 0 | 3.336 | 0.001715% | 0.0005323% | 0% | 0% | 2.696% | 0% | 3.434% | 0.3549% | 6.058% | 0% | 0% | 0% | 0% | 0% | 12.54% | 9 | 2.8 | 0 | 0 | 10608.3 | 0 | 8.333 | 1758.3 | 30013.9 | 0 | 0 | 0 | 0 | 0 | 0 | 0 | 0 | 0 | 93.757 | 0 | 580.46 | 0 | 0 | 0 | 0 | 0 | 0 | 0 | 6 | 0 | 30 | 514.7 | 850.6 | 59.21 | 116789.9 | 51996 | 202355 | 23750 | 7677.7 | 90074 | 143782 | 68276 | 95508.1 | 24064
StripMall | 2 - Prototype-NewHvacLoadsConstSch¦4d - Prototype-Prototype-Blend |  | Boise Air Terminal Uo | 51260 | 0 | 2.2782 | 493.5 | 426.75 | 244.75 | 172.25 | 4210 | 47050 | 0 | 0 | 0 | 0.226 | 0% | 0% | 0% | 0% | 0% | 0% | 2.821% | 0.007867% | 0.2192% | 0% | 0% | 0% | 0% | 0% | 3.048% | 0 | 0 | 0 | 0 | 0 | 0 | 188.889 | 38.8 | 1086.1 | 0 | 0 | 0 | 0 | 0 | 0 | 0 | 0 | 0 | 0 | 0 | 470.58 | 0 | 0 | 0 | 0 | 0 | 0 | 0 | 0 | 0 | 0 | 182.9 | 735.5 | 12.38 | 934.9 | 97 | 18 | 101 | 112.5 | 24064 | 165 | 1026 | 279.3 | 508
Retail | 0 - Prototype | run/Prototype Row B/datapoint_59c942e553ff6b03c862017e | Boise Air Terminal Uo | 1856860 | 24692.3 | 75.1999 | 147.25 | 470 | 0 | 0 | 1361860 | 494988 | 0 | 0 | 0 | 114.691 | 470942 | 108885 | 187308 | 0 | 55599 | 0 | 439389 | 121709 | 473027 | 0 | 0 | 0 | 0 | 0 |  | 138019 | 31911.1 | 54894.4 | 0 | 0 | 0 | 0 | 35669.4 | 138631 | 0 | 0 | 0 | 0 | 0 | 0 | 0 | 0 | 0 | 556.097 | 0 | 4394.74 | 0 | 0 | 0 | 0 | 0 | 0 | 0 | 187303 | 0 | 470940 | 230441 | 34759.8 | 1894.3 | 46440.3 | 434117 | 154897 | 325203 | 183490 | 180146 | 230424 | 555447 | 59363.4 | 465701
Retail | 1 - Prototype-NewHvac | run/Prototype Row B/datapoint_59c942ed53ff6b03c862018e | Boise Air Terminal Uo | 1915790 | 24692.3 | 77.5867 | 449.5 | 656.25 | 132 | 83 | 1359890 | 555904 | 0 | 0 | 0 | 125.379 | 470942 | 108885 | 187308 | 0 | 55599 | 0 | 502874 | 147803 | 442394 | 0 | 0 | 0 | 0 | 0 |  | 138019 | 31911.1 | 54894.4 | 0 | 0 | 0 | 752.778 | 43316.7 | 129653 | 0 | 0 | 0 | 0 | 0 | 0 | 0 | 0 | 0 | 556.097 | 0 | 5004.02 | 0 | 0 | 0 | 0 | 0 | 0 | 0 | 187303 | 0 | 470940 | 228225 | 38887.6 | 1636.7 | 44618.7 | 433078 | 153989 | 324408 | 202921 | 188521 | 246761 | 557420 | 60750.5 | 467496
Retail | 2 - Prototype-NewHvacLoadsConstSch | run/Prototype Row B/datapoint_59c942f553ff6b03c862019e | Boise Air Terminal Uo | 1783480 | 24692.3 | 72.2281 | 491.75 | 495.75 | 145.25 | 73.5 | 1206990 | 576491 | 0 | 0 | 0 | 115.982 | 470942 | 114970 | 187308 | 0 | 55599 | 0 | 523347 | 126391 | 304922 | 0 | 0 | 0 | 0 | 0 |  | 138019 | 33694.4 | 54894.4 | 0 | 0 | 0 | 719.444 | 37041.7 | 89363.9 | 0 | 0 | 0 | 0 | 0 | 0 | 0 | 0 | 0 | 556.097 | 0 | 5209.92 | 0 | 0 | 0 | 0 | 0 | 0 | 0 | 187303 | 0 | 470940 | 229775 | 38449.5 | 6033.71 | 26945.1 | 435488 | 155007 | 326947 | 100052 | 240565 | 336036 | 551703 | 58507.3 | 460926
Retail | 3b - Typical-Bar-Sliced | run/Prototype Row B/datapoint_59c9430753ff6b03c86201ae | Boise Air Terminal Uo | 1779690 | 24692 | 72.0755 | 1052.25 | 490 | 229.5 | 73 | 1183620 | 596063 | 0 | 0 | 0 | 115.965 | 470942 | 114970 | 187270 | 0 | 0 | 0 | 599191 | 134543 | 272763 | 0 | 0 | 0 | 0 | 0 |  | 138019 | 33694.4 | 54883.3 | 0 | 0 | 0 | 916.667 | 39430.6 | 79938.9 | 0 | 0 | 0 | 0 | 0 | 0 | 0 | 0 | 0 | 0 | 0 | 5961.78 | 0 | 0 | 0 | 0 | 0 | 0 | 0 | 187273 | 0 | 470938 | 229812 | 37823.2 | 6145.45 | 64926.4 | 442365 | 100533 | 294333 | 95591.7 | 260945 | 348876 | 551150 | 48642.5 | 430918
Retail | 4b - Typical-Bar-Blend | run/Prototype Row B/datapoint_59c9431053ff6b03c86201be | Boise Air Terminal Uo | 1726710 | 24692 | 69.9302 | 1016 | 404 | 204.25 | 58.75 | 1150890 | 575827 | 0 | 0 | 0 | 110.447 | 470942 | 114970 | 187270 | 0 | 0 | 0 | 578434 | 120866 | 254233 | 0 | 0 | 0 | 0 | 0 |  | 138019 | 33694.4 | 54883.3 | 0 | 0 | 0 | 763.889 | 35422.2 | 74508.3 | 0 | 0 | 0 | 0 | 0 | 0 | 0 | 0 | 0 | 0 | 0 | 5759.38 | 0 | 0 | 0 | 0 | 0 | 0 | 0 | 187273 | 0 | 470938 | 230126 | 37735.8 | 6156.88 | 79904.7 | 441158 | 100770 | 293284 | 96502.5 | 265565 | 352120 | 551021 | 47764 | 427861
Retail | 4c - Typical-Urban-Blend | run/Prototype Row B/datapoint_59c9432b53ff6b03c86201d0 | Boise Air Terminal Uo | 1862400 | 24686.4 | 75.4426 | 606.75 | 71.5 | 94 | 26.5 | 1265930 | 596471 | 0 | 0 | 0 | 117.795 | 470828 | 114970 | 187232 | 0 | 0 | 0 | 600262 | 142419 | 346693 | 0 | 0 | 0 | 0 | 0 |  | 137986 | 33694.4 | 54872.2 | 0 | 0 | 0 | 1111.11 | 41738.9 | 101606 | 0 | 0 | 0 | 0 | 0 | 0 | 0 | 0 | 0 | 0 | 0 | 5965.86 | 0 | 0 | 0 | 0 | 0 | 0 | 0 | 187231 | 0 | 470832 | 227750 | 37798 | 6151.55 | 136860 | 324927 | 413228 | 280238 | 94953.7 | 341376 | 474452 | 414289 | 188748 | 421076
Retail | 4d - Prototype-Prototype-Blend | run/Prototype Row B/datapoint_59c991be45b421004abe3ab1 | Boise Air Terminal Uo | 1782580 | 24692.3 | 72.1917 | 386 | 405 | 126.25 | 56.5 | 1209620 | 572946 | 0 | 0 | 0 | 116.527 | 470942 | 114970 | 187308 | 0 | 55599 | 0 | 519546 | 127510 | 306704 | 0 | 0 | 0 | 0 | 0 |  | 138019 | 33694.4 | 54894.4 | 0 | 0 | 0 | 644.444 | 37369.4 | 89886.1 | 0 | 0 | 0 | 0 | 0 | 0 | 0 | 0 | 0 | 556.097 | 0 | 5174.47 | 0 | 0 | 0 | 0 | 0 | 0 | 0 | 187303 | 0 | 470940 | 229872 | 38544.1 | 6152.2 | 28766.8 | 435436 | 155533 | 327075 | 100358 | 253909 | 336898 | 551290 | 58117.4 | 460318
[17 empty] | 0 | 6085 | 0 | 0 | 0 | 0 | 83958 | 4682 | 168105 | 0 | 0 | 0 | 0 | 0 | 14.15%
Retail | 0 - Prototype¦1 - Prototype-NewHvac |  | Boise Air Terminal Uo | 58930 | 0 | 2.3868 | 302.25 | 186.25 | 132 | 83 | 1970 | 60916 | 0 | 0 | 0 | 10.688 | 0% | 0% | 0% | 0% | 0% | 0% | 3.419% | 1.405% | 1.65% | 0% | 0% | 0% | 0% | 0% | 6.474% | 0 | 0 | 0 | 0 | 0 | 0 | 752.778 | 7647.3 | 8978 | 0 | 0 | 0 | 0 | 0 | 0 | 0 | 0 | 0 | 0 | 0 | 609.28 | 0 | 0 | 0 | 0 | 0 | 0 | 0 | 0 | 0 | 0 | 2216 | 4127.8 | 257.6 | 1821.6 | 1039 | 908 | 795 | 19431 | 8375 | 16337 | 1973 | 1387.1 | 1795
Retail | 1 - Prototype-NewHvac¦2 - Prototype-NewHvacLoadsConstSch |  | Boise Air Terminal Uo | 132310 | 0 | 5.3586 | 42.25 | 160.5 | 13.25 | 9.5 | 152900 | 20587 | 0 | 0 | 0 | 9.397 | 0% | 0.3176% | 0% | 0% | 0% | 0% | 1.069% | 1.118% | 7.176% | 0% | 0% | 0% | 0% | 0% | 9.68% | 0 | 1783.3 | 0 | 0 | 0 | 0 | 33.334 | 6275 | 40289.1 | 0 | 0 | 0 | 0 | 0 | 0 | 0 | 0 | 0 | 0 | 0 | 205.9 | 0 | 0 | 0 | 0 | 0 | 0 | 0 | 0 | 0 | 0 | 1550 | 438.1 | 4397.01 | 17673.6 | 2410 | 1018 | 2539 | 102869 | 52044 | 89275 | 5717 | 2243.2 | 6570
Retail | 2 - Prototype-NewHvacLoadsConstSch¦3b - Typical-Bar-Sliced |  | Boise Air Terminal Uo | 3790 | 0.3 | 0.1526 | 560.5 | 5.75 | 84.25 | 0.5 | 23370 | 19572 | 0 | 0 | 0 | 0.017 | 0% | 0% | 0.002131% | 0% | 3.117% | 0% | 4.253% | 0.4571% | 1.803% | 0% | 0% | 0% | 0% | 0% | 9.632% | 0 | 0 | 11.1 | 0 | 0 | 0 | 197.223 | 2388.9 | 9425 | 0 | 0 | 0 | 0 | 0 | 0 | 0 | 0 | 0 | 556.097 | 0 | 751.86 | 0 | 0 | 0 | 0 | 0 | 0 | 0 | 30 | 0 | 2 | 37 | 626.3 | 111.74 | 37981.3 | 6877 | 54474 | 32614 | 4460.3 | 20380 | 12840 | 553 | 9864.8 | 30008
Retail | 2 - Prototype-NewHvacLoadsConstSch¦4b - Typical-Bar-Blend |  | Boise Air Terminal Uo | 56770 | 0.3 | 2.2979 | 524.25 | 91.75 | 59 | 14.75 | 56100 | 664 | 0 | 0 | 0 | 5.535 | 0% | 0% | 0.002131% | 0% | 3.117% | 0% | 3.089% | 0.3098% | 2.842% | 0% | 0% | 0% | 0% | 0% | 9.36% | 0 | 0 | 11.1 | 0 | 0 | 0 | 44.445 | 1619.5 | 14855.6 | 0 | 0 | 0 | 0 | 0 | 0 | 0 | 0 | 0 | 556.097 | 0 | 549.46 | 0 | 0 | 0 | 0 | 0 | 0 | 0 | 30 | 0 | 2 | 351 | 713.7 | 123.17 | 52959.6 | 5670 | 54237 | 33663 | 3549.5 | 25000 | 16084 | 682 | 10743.3 | 33065
Retail | 2 - Prototype-NewHvacLoadsConstSch¦4c - Typical-Urban-Blend |  | Boise Air Terminal Uo | 78920 | 5.9 | 3.2145 | 115 | 424.25 | 51.25 | 47 | 58940 | 19980 | 0 | 0 | 0 | 1.813 | 0.006392% | 0% | 0.004261% | 0% | 3.117% | 0% | 4.313% | 0.8987% | 2.342% | 0% | 0% | 0% | 0% | 0% | 10.68% | 33 | 0 | 22.2 | 0 | 0 | 0 | 391.666 | 4697.2 | 12242.1 | 0 | 0 | 0 | 0 | 0 | 0 | 0 | 0 | 0 | 556.097 | 0 | 755.94 | 0 | 0 | 0 | 0 | 0 | 0 | 0 | 72 | 0 | 108 | 2025 | 651.5 | 117.84 | 109914.9 | 110561 | 258221 | 46709 | 5098.3 | 100811 | 138416 | 137414 | 130240.7 | 39850
Retail | 2 - Prototype-NewHvacLoadsConstSch¦4d - Prototype-Prototype-Blend |  | Boise Air Terminal Uo | 900 | 0 | 0.0364 | 105.75 | 90.75 | 19 | 17 | 2630 | 3545 | 0 | 0 | 0 | 0.545 | 0% | 0% | 0% | 0% | 0% | 0% | 0.2131% | 0.06274% | 0.09992% | 0% | 0% | 0% | 0% | 0% | 0.3758% | 0 | 0 | 0 | 0 | 0 | 0 | 75 | 327.7 | 522.2 | 0 | 0 | 0 | 0 | 0 | 0 | 0 | 0 | 0 | 0 | 0 | 35.45 | 0 | 0 | 0 | 0 | 0 | 0 | 0 | 0 | 0 | 0 | 97 | 94.6 | 118.49 | 1821.7 | 52 | 526 | 128 | 306 | 13344 | 862 | 413 | 389.9 | 608
Hospital | 0 - Prototype | run/Prototype Row B/datapoint_59c942e553ff6b03c8620177 | Boise Air Terminal Uo | 34685900 | 241501 | 143.626 | 1813.25 | 36 | 267.5 | 36 | 23176900 | 11508900 | 0 | 0 | 0 | 1329.96 | 3795000 | 2669380 | 9983920 | 0 | 1232830 | 110345 | 7701540 | 2090840 | 4117220 | 653169 | 332409 | 1999240 | 0 | 0 |  | 1112210 | 782319 | 2170860 | 0 | 594.444 | 32338.9 | 0 | 612764 | 1206640 | 191425 | 97419.4 | 585919 | 0 | 0 | 0 | 0 | 25771.2 | 0 | 12310.3 | 0 | 77030.2 | 0 | 0 | 0 | 0 | 0 | 0 | 0 | 6408180 | 2576620 | 3364730 | 517922 | 357833 | 8177.22 | 773.7 | 1141130 | 521864 | 455086 | 98977.7 | 1827320 | 548746 | 1493850 | 266360 | 679013
Hospital | 1 - Prototype-NewHvac | run/Prototype Row B/datapoint_59c942ed53ff6b03c8620187 | Boise Air Terminal Uo | 29745900 | 241501 | 123.171 | 794.75 | 2010.75 | 520.75 | 1192.5 | 21468600 | 8277310 | 0 | 0 | 0 | 1280.56 | 3795000 | 2669380 | 9983920 | 0 | 1232840 | 118202 | 4469880 | 3739550 | 3165100 | 472790 | 99227 | 0 | 0 | 0 |  | 1112210 | 782319 | 2170860 | 0 | 594.444 | 34641.7 | 0 | 1095950 | 927600 | 138561 | 29080.6 | 0 | 0 | 0 | 0 | 0 | 25771.2 | 0 | 12310.4 | 0 | 44707.4 | 0 | 0 | 0 | 0 | 0 | 0 | 0 | 6408180 | 2576620 | 3364730 | 500654 | 285060 | 7017.7 | 348.4 | 1128660 | 520100 | 439079 | 104465 | 174227 | 755913 | 1520800 | 266812 | 722982
Hospital | 2 - Prototype-NewHvacLoadsConstSch | run/Prototype Row B/datapoint_59c942f553ff6b03c8620197 | Boise Air Terminal Uo | 29502800 | 241501 | 122.164 | 926.25 | 2052.75 | 659.5 | 1167.25 | 20901000 | 8601730 | 0 | 0 | 0 | 1227.14 | 3795000 | 462269 | 11478000 | 0 | 783740 | 118193 | 5243400 | 3812040 | 3225930 | 483320 | 100848 | 0 | 0 | 0 |  | 1112210 | 135478 | 2608740 | 0 | 594.444 | 34638.9 | 0 | 1117200 | 945428 | 141647 | 29555.6 | 0 | 0 | 0 | 0 | 0 | 25771.2 | 0 | 7818.63 | 0 | 52444.1 | 0 | 0 | 0 | 0 | 0 | 0 | 0 | 6408800 | 2576620 | 3364730 | 501954 | 266016 | 28055.2 | 348.3 | 1126220 | 520952 | 439810 | 414723 | 435803 | 756050 | 1525510 | 265244 | 721214
Hospital | 3b - Typical-Bar-Sliced | run/Prototype Row B/datapoint_59c9430753ff6b03c86201a7 | Boise Air Terminal Uo | 29893100 | 241501 | 123.78 | 1111 | 2464 | 560.75 | 1642 | 21385000 | 8508120 | 0 | 0 | 0 | 1307.7 | 3920040 | 455777 | 12483200 | 0 | 808128 | 0 | 4608500 | 3856670 | 3210620 | 468572 | 81607.1 | 0 | 0 | 0 |  | 1148850 | 133575 | 2752440 | 0 | 0 | 0 | 0 | 1130280 | 940939 | 137325 | 23916.7 | 0 | 0 | 0 | 0 | 0 | 30920.9 | 0 | 8082.84 | 0 | 46093.9 | 0 | 0 | 0 | 0 | 0 | 0 | 0 | 7840280 | 3091500 | 3920040 | 726123 | 370245 | 39181 | 428.9 | 1696940 | 966445 | 401545 | 668539 | 300020 | 1438150 | 2387430 | 604871 | 726262
Hospital | 4b - Typical-Bar-Blend | run/Prototype Row B/datapoint_59c9431053ff6b03c86201b7 | Boise Air Terminal Uo | 25422200 | 241501 | 105.267 | 363 | 1078 | 363 | 1078 | 19438100 | 5984070 | 0 | 0 | 0 | 1247.21 | 3920040 | 455777 | 12483200 | 0 | 808128 | 0 | 2084450 | 3211740 | 1691750 | 639407 | 127718 | 0 | 0 | 0 |  | 1148850 | 133575 | 2752440 | 0 | 0 | 0 | 0 | 941267 | 495803 | 187392 | 37430.6 | 0 | 0 | 0 | 0 | 0 | 30920.9 | 0 | 8082.84 | 0 | 20848.5 | 0 | 0 | 0 | 0 | 0 | 0 | 0 | 5226850 | 2061000 | 2613360 | 462300 | 361149 | 24507.8 | 311.9 | 862823 | 487489 | 409430 | 434874 | 126363 | 1536240 | 1203010 | 297817 | 770120
Hospital | 4c - Typical-Urban-Blend | run/Prototype Row B/datapoint_59c9432b53ff6b03c86201c9 | Boise Air Terminal Uo | 23904700 | 241496 | 98.9862 | 318.25 | 1737 | 318.25 | 1737 | 18271300 | 5633410 | 0 | 0 | 0 | 1203.55 | 3919950 | 455777 | 12482900 | 0 | 808128 | 0 | 1733860 | 3043390 | 670287 | 663993 | 126410 | 0 | 0 | 0 |  | 1148830 | 133575 | 2752375 | 0 | 0 | 0 | 0 | 891931 | 196442 | 194597 | 37047.2 | 0 | 0 | 0 | 0 | 0 | 30920.3 | 0 | 8082.84 | 0 | 17342 | 0 | 0 | 0 | 0 | 0 | 0 | 0 | 7840100 | 3091430 | 3919950 | 686284 | 313127 | 49906.3 | 362.9 | 1620390 | 2077020 | 365531 | 939170 | 93594.6 | 1641640 | 2532360 | 1500420 | 749729
Hospital | 4d - Prototype-Prototype-Blend | run/Prototype Row B/datapoint_59c991be45b421004abe3aaa | Boise Air Terminal Uo | 24778200 | 241501 | 102.601 | 618.75 | 1317 | 618.75 | 1317 | 18594900 | 6183330 | 0 | 0 | 0 | 1191.84 | 3795000 | 462269 | 11478000 | 0 | 783740 | 114705 | 2825000 | 3063490 | 1504510 | 635066 | 116430 | 0 | 0 | 0 |  | 1112210 | 135478 | 2608740 | 0 | 594.444 | 33616.7 | 0 | 897819 | 440928 | 186119 | 34122.2 | 0 | 0 | 0 | 0 | 0 | 25771.2 | 0 | 7818.63 | 0 | 28255.4 | 0 | 0 | 0 | 0 | 0 | 0 | 0 | 6567250 | 2284230 | 3364350 | 595294 | 386294 | 33382.6 | 169 | 1116010 | 508013 | 446816 | 591431 | 292761 | 1173380 | 1535860 | 279304 | 695284
[17 empty] | 0 | 2207111 | 1494080 | 0 | 449090 | 7848 | 2458140 | 1721200 | 891290 | 169849 | 231561 | 1999240 | 0 | 0 | 33.53%
Hospital | 0 - Prototype¦1 - Prototype-NewHvac |  | Boise Air Terminal Uo | 4940000 | 0 | 20.455 | 1018.5 | 1974.75 | 253.25 | 1156.5 | 1708300 | 3231590 | 0 | 0 | 0 | 49.4 | 0% | 0% | 0% | 0% | 2.883e-07 | 0.02265% | 9.317% | 4.753% | 2.745% | 0.52% | 0.6723% | 5.764% | 0% | 0% | 23.79% | 0 | 0 | 0 | 0 | 0 | 2302.8 | 0 | 483186 | 279040 | 52864 | 68338.8 | 585919 | 0 | 0 | 0 | 0 | 0 | 0 | 0.1 | 0 | 32322.8 | 0 | 0 | 0 | 0 | 0 | 0 | 0 | 0 | 0 | 0 | 17268 | 72773 | 1159.52 | 425.3 | 12470 | 1764 | 16007 | 5487.3 | 1653093 | 207167 | 26950 | 452 | 43969
Hospital | 1 - Prototype-NewHvac¦2 - Prototype-NewHvacLoadsConstSch |  | Boise Air Terminal Uo | 243100 | 0 | 1.007 | 131.5 | 42 | 138.75 | 25.25 | 567600 | 324420 | 0 | 0 | 0 | 53.42 | 0% | 7.42% | 5.023% | 0% | 1.51% | 3.0256e-07 | 2.6% | 0.2437% | 0.2045% | 0.0354% | 0.005449% | 0% | 0% | 0% | 17.04% | 0 | 646841 | 437880 | 0 | 0 | 2.8 | 0 | 21250 | 17828 | 3086 | 475 | 0 | 0 | 0 | 0 | 0 | 0 | 0 | 4491.77 | 0 | 7736.7 | 0 | 0 | 0 | 0 | 0 | 0 | 0 | 620 | 0 | 0 | 1300 | 19044 | 21037.5 | 0.1 | 2440 | 852 | 731 | 310258 | 261576 | 137 | 4710 | 1568 | 1768
Hospital | 2 - Prototype-NewHvacLoadsConstSch¦3b - Typical-Bar-Sliced |  | Boise Air Terminal Uo | 390300 | 0 | 1.616 | 184.75 | 411.25 | 98.75 | 474.75 | 484000 | 93610 | 0 | 0 | 0 | 80.56 | 0.4238% | 0.022% | 3.407% | 0% | 0.08266% | 0.4006% | 2.152% | 0.1513% | 0.05189% | 0.04999% | 0.06522% | 0% | 0% | 0% | 6.807% | 36640 | 1903 | 143700 | 0 | 594.444 | 34638.9 | 0 | 13080 | 4489 | 4322 | 5638.9 | 0 | 0 | 0 | 0 | 0 | 5149.7 | 0 | 264.21 | 0 | 6350.2 | 0 | 0 | 0 | 0 | 0 | 0 | 0 | 1431480 | 514880 | 555310 | 224169 | 104229 | 11125.8 | 80.6 | 570720 | 445493 | 38265 | 253816 | 135783 | 682100 | 861920 | 339627 | 5048
Hospital | 2 - Prototype-NewHvacLoadsConstSch¦4b - Typical-Bar-Blend |  | Boise Air Terminal Uo | 4080600 | 0 | 16.897 | 563.25 | 974.75 | 296.5 | 89.25 | 1462900 | 2617660 | 0 | 0 | 0 | 20.07 | 0.4238% | 0.022% | 3.407% | 0% | 0.08266% | 0.4006% | 10.71% | 2.035% | 5.2% | 0.5291% | 0.09108% | 0% | 0% | 0% | 22.9% | 36640 | 1903 | 143700 | 0 | 594.444 | 34638.9 | 0 | 175933 | 449625 | 45745 | 7875 | 0 | 0 | 0 | 0 | 0 | 5149.7 | 0 | 264.21 | 0 | 31595.6 | 0 | 0 | 0 | 0 | 0 | 0 | 0 | 1181950 | 515620 | 751370 | 39654 | 95133 | 3547.4 | 36.4 | 263397 | 33463 | 30380 | 20151 | 309440 | 780190 | 322500 | 32573 | 48906
Hospital | 2 - Prototype-NewHvacLoadsConstSch¦4c - Typical-Urban-Blend |  | Boise Air Terminal Uo | 5598100 | 5 | 23.1778 | 608 | 315.75 | 341.25 | 569.75 | 2629700 | 2968320 | 0 | 0 | 0 | 23.59 | 0.4235% | 0.022% | 3.406% | 0% | 0.08266% | 0.4006% | 11.9% | 2.605% | 8.662% | 0.6124% | 0.08664% | 0% | 0% | 0% | 28.2% | 36620 | 1903 | 143635 | 0 | 594.444 | 34638.9 | 0 | 225269 | 748986 | 52950 | 7491.6 | 0 | 0 | 0 | 0 | 0 | 5149.1 | 0 | 264.21 | 0 | 35102.1 | 0 | 0 | 0 | 0 | 0 | 0 | 0 | 1431300 | 514810 | 555220 | 184330 | 47111 | 21851.1 | 14.6 | 494170 | 1556068 | 74279 | 524447 | 342208.4 | 885590 | 1006850 | 1235176 | 28515
Hospital | 2 - Prototype-NewHvacLoadsConstSch¦4d - Prototype-Prototype-Blend |  | Boise Air Terminal Uo | 4724600 | 0 | 19.563 | 307.5 | 735.75 | 40.75 | 149.75 | 2306100 | 2418400 | 0 | 0 | 0 | 35.3 | 0% | 0% | 0% | 0% | 0% | 0.01182% | 8.197% | 2.537% | 5.835% | 0.5143% | 0.05282% | 0% | 0% | 0% | 17.15% | 0 | 0 | 0 | 0 | 0 | 1022.2 | 0 | 219381 | 504500 | 44472 | 4566.6 | 0 | 0 | 0 | 0 | 0 | 0 | 0 | 0 | 0 | 24188.7 | 0 | 0 | 0 | 0 | 0 | 0 | 0 | 158450 | 292390 | 380 | 93340 | 120278 | 5327.4 | 179.3 | 10210 | 12939 | 7006 | 176708 | 143042 | 417330 | 10350 | 14060 | 25930
Outpatient | 0 - Prototype | run/Prototype Row B/datapoint_59c942e553ff6b03c862017b | Boise Air Terminal Uo | 6491030 | 40946 | 158.527 | 6220.25 | 894 | 4986.75 | 257.25 | 5428370 | 1062660 | 0 | 0 | 0 | 333.084 | 593997 | 214766 | 1967840 | 0 | 128372 | 0 | 1645370 | 669898 | 1064860 | 19894.7 | 0 | 186028 | 0 | 0 |  | 174083 | 62941.7 | 523778 | 0 | 0 | 0 | 261336 | 196328 | 312081 | 5830.56 | 0 | 54519.4 | 0 | 0 | 0 | 0 | 1806.7 | 0 | 1283.97 | 0 | 7538.02 | 0 | 0 | 0 | 0 | 0 | 0 | 0 | 1165370 | 90316.8 | 593995 | 419291 | 151879 | 6369.79 | 49964.4 | 289249 | 372894 | 171032 | 48071.4 | 362861 | 75344.2 | 376871 | 172440 | 246078
Outpatient | 1 - Prototype-NewHvac | run/Prototype Row B/datapoint_59c942ed53ff6b03c862018b | Boise Air Terminal Uo | 5019950 | 40946 | 122.599 | 2819 | 5165.75 | 204.5 | 2614.25 | 4046620 | 973332 | 0 | 0 | 0 | 312.049 | 593997 | 214766 | 1967840 | 0 | 128382 | 0 | 675803 | 543583 | 895517 | 75.8254 | 0 | 0 | 0 | 0 |  | 174083 | 62941.7 | 523778 | 0 | 0 | 0 | 3363.89 | 159308 | 262450 | 22.2222 | 0 | 0 | 0 | 0 | 0 | 0 | 1806.7 | 0 | 1284.07 | 0 | 6644.53 | 0 | 0 | 0 | 0 | 0 | 0 | 0 | 1165370 | 90316.8 | 593995 | 399330 | 142150 | 5513.55 | 12897.2 | 284454 | 360847 | 166503 | 60977.7 | 86357.5 | 151522 | 392748 | 194624 | 259662
Outpatient | 2 - Prototype-NewHvacLoadsConstSch | run/Prototype Row B/datapoint_59c942f553ff6b03c862019b | Boise Air Terminal Uo | 4863750 | 40946 | 118.784 | 1455.75 | 5404.75 | 307.75 | 2493 | 3908150 | 955599 | 0 | 0 | 0 | 301.037 | 592187 | 237637 | 1862680 | 0 | 162977 | 0 | 618091 | 533934 | 856173 | 75.8254 | 0 | 0 | 0 | 0 |  | 173553 | 69644.4 | 492958 | 0 | 0 | 0 | 1788.89 | 156481 | 250919 | 22.2222 | 0 | 0 | 0 | 0 | 0 | 0 | 1806.7 | 0 | 1630.09 | 0 | 6121.05 | 0 | 0 | 0 | 0 | 0 | 0 | 0 | 1128650 | 90316.8 | 592184 | 399435 | 126769 | 11548.7 | 8053 | 285858 | 361341 | 166637 | 131868 | 127171 | 164828 | 389724 | 192446 | 258510
Outpatient | 3b - Typical-Bar-Sliced | run/Prototype Row B/datapoint_59c9430753ff6b03c86201ab | Boise Air Terminal Uo | 5058270 | 40946 | 123.535 | 1634.5 | 4875 | 377.5 | 2076.5 | 3955160 | 1103120 | 0 | 0 | 0 | 309.051 | 600253 | 233561 | 1907750 | 0 | 125728 | 0 | 783153 | 543839 | 863907 | 85.3035 | 0 | 0 | 0 | 0 |  | 175917 | 68450 | 501314 | 0 | 0 | 0 | 866.667 | 159383 | 253186 | 25 | 0 | 0 | 0 | 0 | 0 | 0 | 1972.31 | 0 | 1257.52 | 0 | 7803.46 | 0 | 0 | 0 | 0 | 0 | 0 | 0 | 1204500 | 98596.2 | 600253 | 436566 | 137756 | 12436.9 | 4117.8 | 292182 | 359516 | 154202 | 140339 | 131882 | 213474 | 407837 | 199445 | 238428
Outpatient | 4b - Typical-Bar-Blend | run/Prototype Row B/datapoint_59c9431053ff6b03c86201bb | Boise Air Terminal Uo | 4344250 | 40946 | 106.097 | 859.25 | 2188.25 | 596.5 | 1674.5 | 3677870 | 666382 | 0 | 0 | 0 | 284.55 | 600253 | 233561 | 1907750 | 0 | 125700 | 0 | 343489 | 446185 | 687243 | 85.3035 | 0 | 0 | 0 | 0 |  | 175917 | 68450 | 501314 | 0 | 0 | 0 | 0 | 130764 | 201411 | 25 | 0 | 0 | 0 | 0 | 0 | 0 | 1972.31 | 0 | 1257.24 | 0 | 3435.55 | 0 | 0 | 0 | 0 | 0 | 0 | 0 | 1204500 | 98596.2 | 600253 | 430296 | 106997 | 13454.6 | 1306.1 | 288784 | 356287 | 151021 | 157641 | 77027.9 | 261568 | 414217 | 206232 | 243196
Outpatient | 4c - Typical-Urban-Blend | run/Prototype Row B/datapoint_59c9432b53ff6b03c86201cd | Boise Air Terminal Uo | 4992480 | 44345.2 | 112.582 | 476.5 | 994.25 | 346 | 763.5 | 4440370 | 552113 | 0 | 0 | 0 | 330.254 | 650079 | 233561 | 2066120 | 0 | 125700 | 0 | 212851 | 587580 | 1116500 | 85.3035 | 0 | 0 | 0 | 0 |  | 190519 | 68450 | 542931 | 0 | 0 | 0 | 0 | 172203 | 327214 | 25 | 0 | 0 | 0 | 0 | 0 | 0 | 2136.03 | 0 | 1257.24 | 0 | 2128.92 | 0 | 0 | 0 | 0 | 0 | 0 | 0 | 1304490 | 106781 | 650084 | 463396 | 95092.9 | 14250.3 | 7352.3 | 251590 | 527788 | 157819 | 167670 | 79842.4 | 289680 | 374118 | 309237 | 261416
Outpatient | 4d - Prototype-Prototype-Blend | run/Prototype Row B/datapoint_59c991be45b421004abe3aae | Boise Air Terminal Uo | 4787220 | 40946 | 116.915 | 797 | 1870.5 | 541 | 1511 | 3818130 | 969086 | 0 | 0 | 0 | 297.723 | 592187 | 237637 | 1862680 | 0 | 162930 | 0 | 626289 | 470278 | 835150 | 75.8254 | 0 | 0 | 0 | 0 |  | 173553 | 69644.4 | 492958 | 0 | 0 | 0 | 225 | 137825 | 244758 | 22.2222 | 0 | 0 | 0 | 0 | 0 | 0 | 1806.7 | 0 | 1629.61 | 0 | 6256.42 | 0 | 0 | 0 | 0 | 0 | 0 | 0 | 1128650 | 90316.8 | 592184 | 395284 | 119111 | 12382 | 9775.8 | 285142 | 359801 | 165821 | 143444 | 156558 | 156386 | 389406 | 192101 | 258404
[17 empty] | 1810 | 22871 | 105160 | 0 | 34605 | 0 | 1027279 | 135964 | 208687 | 19818.8746 | 0 | 186028 | 0 | 0 | 26.84%
Outpatient | 0 - Prototype¦1 - Prototype-NewHvac |  | Boise Air Terminal Uo | 1471080 | 0 | 35.928 | 3401.25 | 4271.75 | 4782.25 | 2357 | 1381750 | 89328 | 0 | 0 | 0 | 21.035 | 0% | 0% | 0% | 0% | 0.0001541% | 0% | 14.94% | 1.946% | 2.609% | 0.3053% | 0% | 2.866% | 0% | 0% | 22.66% | 0 | 0 | 0 | 0 | 0 | 0 | 257972.11 | 37020 | 49631 | 5808.3378 | 0 | 54519.4 | 0 | 0 | 0 | 0 | 0 | 0 | 0.1 | 0 | 893.49 | 0 | 0 | 0 | 0 | 0 | 0 | 0 | 0 | 0 | 0 | 19961 | 9729 | 856.24 | 37067.2 | 4795 | 12047 | 4529 | 12906.3 | 276503.5 | 76177.8 | 15877 | 22184 | 13584
Outpatient | 1 - Prototype-NewHvac¦2 - Prototype-NewHvacLoadsConstSch |  | Boise Air Terminal Uo | 156200 | 0 | 3.815 | 1363.25 | 239 | 103.25 | 121.25 | 138470 | 17733 | 0 | 0 | 0 | 11.012 | 0.03606% | 0.4556% | 2.095% | 0% | 0.6892% | 0% | 1.15% | 0.1922% | 0.7838% | 0% | 0% | 0% | 0% | 0% | 5.401% | 530 | 6702.7 | 30820 | 0 | 0 | 0 | 1575 | 2827 | 11531 | 0 | 0 | 0 | 0 | 0 | 0 | 0 | 0 | 0 | 346.02 | 0 | 523.48 | 0 | 0 | 0 | 0 | 0 | 0 | 0 | 36720 | 0 | 1811 | 105 | 15381 | 6035.15 | 4844.2 | 1404 | 494 | 134 | 70890.3 | 40813.5 | 13306 | 3024 | 2178 | 1152
Outpatient | 2 - Prototype-NewHvacLoadsConstSch¦3b - Typical-Bar-Sliced |  | Boise Air Terminal Uo | 194520 | 0 | 4.751 | 178.75 | 529.75 | 69.75 | 416.5 | 47010 | 147521 | 0 | 0 | 0 | 8.014 | 0.1658% | 0.0838% | 0.9267% | 0% | 0.7658% | 0% | 3.394% | 0.2036% | 0.159% | 0.0001949% | 0% | 0% | 0% | 0% | 5.699% | 2364 | 1194.4 | 8356 | 0 | 0 | 0 | 922.223 | 2902 | 2267 | 2.7778 | 0 | 0 | 0 | 0 | 0 | 0 | 165.61 | 0 | 372.57 | 0 | 1682.41 | 0 | 0 | 0 | 0 | 0 | 0 | 0 | 75850 | 8279.4 | 8069 | 37131 | 10987 | 888.2 | 3935.2 | 6324 | 1825 | 12435 | 8471 | 4711 | 48646 | 18113 | 6999 | 20082
Outpatient | 2 - Prototype-NewHvacLoadsConstSch¦4b - Typical-Bar-Blend |  | Boise Air Terminal Uo | 519500 | 0 | 12.687 | 596.5 | 3216.5 | 288.75 | 818.5 | 230280 | 289217 | 0 | 0 | 0 | 16.487 | 0.1658% | 0.0838% | 0.9267% | 0% | 0.7664% | 0% | 5.646% | 1.804% | 3.473% | 0.0001949% | 0% | 0% | 0% | 0% | 12.87% | 2364 | 1194.4 | 8356 | 0 | 0 | 0 | 1788.89 | 25717 | 49508 | 2.7778 | 0 | 0 | 0 | 0 | 0 | 0 | 165.61 | 0 | 372.85 | 0 | 2685.5 | 0 | 0 | 0 | 0 | 0 | 0 | 0 | 75850 | 8279.4 | 8069 | 30861 | 19772 | 1905.9 | 6746.9 | 2926 | 5054 | 15616 | 25773 | 50143.1 | 96740 | 24493 | 13786 | 15314
Outpatient | 2 - Prototype-NewHvacLoadsConstSch¦4c - Typical-Urban-Blend |  | Boise Air Terminal Uo | 128730 | 3399.2 | 6.202 | 979.25 | 4410.5 | 38.25 | 1729.5 | 532220 | 403486 | 0 | 0 | 0 | 29.217 | 1.19% | 0.0838% | 4.183% | 0% | 0.7664% | 0% | 8.332% | 1.103% | 5.352% | 0.0001949% | 0% | 0% | 0% | 0% | 21.01% | 16966 | 1194.4 | 49973 | 0 | 0 | 0 | 1788.89 | 15722 | 76295 | 2.7778 | 0 | 0 | 0 | 0 | 0 | 0 | 329.33 | 0 | 372.85 | 0 | 3992.13 | 0 | 0 | 0 | 0 | 0 | 0 | 0 | 175840 | 16464.2 | 57900 | 63961 | 31676.1 | 2701.6 | 700.7 | 34268 | 166447 | 8818 | 35802 | 47328.6 | 124852 | 15606 | 116791 | 2906
Outpatient | 2 - Prototype-NewHvacLoadsConstSch¦4d - Prototype-Prototype-Blend |  | Boise Air Terminal Uo | 76530 | 0 | 1.869 | 658.75 | 3534.25 | 233.25 | 982 | 90020 | 13487 | 0 | 0 | 0 | 3.314 | 0% | 0% | 0% | 0% | 0.0009663% | 0% | 0.1686% | 1.309% | 0.4322% | 0% | 0% | 0% | 0% | 0% | 1.911% | 0 | 0 | 0 | 0 | 0 | 0 | 1563.89 | 18656 | 6161 | 0 | 0 | 0 | 0 | 0 | 0 | 0 | 0 | 0 | 0.48 | 0 | 135.37 | 0 | 0 | 0 | 0 | 0 | 0 | 0 | 0 | 0 | 0 | 4151 | 7658 | 833.3 | 1722.8 | 716 | 1540 | 816 | 11576 | 29387 | 8442 | 318 | 345 | 106
Warehouse | 0 - Prototype | run/Prototype Row B/datapoint_59c942e553ff6b03c8620183 | Boise Air Terminal Uo | 1178560 | 52044.9 | 22.6451 | 1345 | 44.5 | 137.25 | 5.5 | 803152 | 375411 | 0 | 0 | 0 | 69.7761 | 463274 | 116837 | 115861 | 0 | 16217.2 | 0 | 375411 | 13563.3 | 77398.7 | 0 | 0 | 0 | 0 | 0 |  | 135772 | 34241.7 | 33955.6 | 0 | 4752.78 | 0 | 0 | 3975 | 22683.3 | 0 | 0 | 0 | 0 | 0 | 0 | 0 | 0 | 0 | 0 | 0 | 3754.84 | 0 | 0 | 0 | 0 | 0 | 0 | 0 | 115858 | 0 | 463277 | 3923.68 | 2536.63 | 14244.1 | 142299 | 235049 | 183357 | 517140 | 205933 | 27643.5 | 799446 | 287708 | 69231.4 | 581878
Warehouse | 1 - Prototype-NewHvac | run/Prototype Row B/datapoint_59c942ed53ff6b03c8620193 | Boise Air Terminal Uo | 1160480 | 52044.9 | 22.2976 | 1873.25 | 176.5 | 119 | 5.75 | 777305 | 383165 | 0 | 0 | 0 | 70.9481 | 463274 | 116837 | 115861 | 0 | 16217.2 | 0 | 386406 | 12729.2 | 49144.3 | 0 | 0 | 0 | 0 | 0 |  | 135772 | 34241.7 | 33955.6 | 0 | 4752.78 | 0 | 950 | 3730.56 | 14402.8 | 0 | 0 | 0 | 0 | 0 | 0 | 0 | 0 | 0 | 0 | 0 | 3832.38 | 0 | 0 | 0 | 0 | 0 | 0 | 0 | 115858 | 0 | 463277 | 3923.43 | 2619.25 | 16138.6 | 135062 | 235536 | 183359 | 517328 | 209041 | 71723 | 792579 | 288509 | 69284.1 | 582439
Warehouse | 2 - Prototype-NewHvacLoadsConstSch | run/Prototype Row B/datapoint_59c942f553ff6b03c86201a3 | Boise Air Terminal Uo | 895090 | 52044.9 | 17.1984 | 864.75 | 275.75 | 67 | 14 | 773883 | 121207 | 0 | 0 | 0 | 71.4196 | 463274 | 119292 | 115861 | 0 | 14378.4 | 0 | 121567 | 22264.2 | 38452.9 | 0 | 0 | 0 | 0 | 0 |  | 135772 | 34961.1 | 33955.6 | 0 | 4213.89 | 0 | 105.556 | 6525 | 11269.4 | 0 | 0 | 0 | 0 | 0 | 0 | 0 | 0 | 0 | 0 | 0 | 1212.3 | 0 | 0 | 0 | 0 | 0 | 0 | 0 | 115858 | 0 | 463277 | 3797.17 | 3185.93 | 11533.1 | 547908 | 205869 | 174131 | 496912 | 336794 | 35451.5 | 448472 | 389732 | 84959.3 | 775657
Warehouse | 3b - Typical-Bar-Sliced | run/Prototype Row B/datapoint_59c9430753ff6b03c86201b3 | Boise Air Terminal Uo | 1351960 | 52044 | 25.9772 | 2967.25 | 1960.75 | 109.5 | 6.75 | 1073630 | 278326 | 0 | 0 | 0 | 114.016 | 463265 | 120344 | 115861 | 0 | 0 | 0 | 283407 | 130979 | 238101 | 0 | 0 | 0 | 0 | 0 |  | 135769 | 35269.4 | 33955.6 | 0 | 0 | 0 | 1488.89 | 38386.1 | 69780.6 | 0 | 0 | 0 | 0 | 0 | 0 | 0 | 0 | 0 | 0 | 0 | 2783.8 | 0 | 0 | 0 | 0 | 0 | 0 | 0 | 115858 | 0 | 463269 | 3708.99 | 3124.31 | 5432.07 | 667877 | 14973.7 | 1634140 | 329068 | 366671 | 32008.7 | 1062970 | 106477 | 742515 | 778693
Warehouse | 4b - Typical-Bar-Blend | run/Prototype Row B/datapoint_59c9431053ff6b03c86201c3 | Boise Air Terminal Uo | 922956 | 52044 | 17.7341 | 758.25 | 115.25 | 69.75 | 54.5 | 783238 | 139718 | 0 | 0 | 0 | 59.5968 | 463265 | 120344 | 115861 | 0 | 0 | 0 | 140912 | 9070.61 | 73503.2 | 0 | 0 | 0 | 0 | 0 |  | 135769 | 35269.4 | 33955.6 | 0 | 0 | 0 | 350 | 2658.33 | 21541.7 | 0 | 0 | 0 | 0 | 0 | 0 | 0 | 0 | 0 | 0 | 0 | 1397.45 | 0 | 0 | 0 | 0 | 0 | 0 | 0 | 115858 | 0 | 463269 | 3283.54 | 0 | 381.628 | 840845 | 6935.4 | 1534890 | 311390 | 377841 | 13037.1 | 1174110 | 102768 | 677401 | 746476
Warehouse | 4c - Typical-Urban-Blend | run/Prototype Row B/datapoint_59c9432b53ff6b03c86201d5 | Boise Air Terminal Uo | 729649 | 49498.6 | 14.7408 | 76.25 | 0 | 12.25 | 0 | 699413 | 30225.9 | 0 | 0 | 0 | 52.4869 | 440612 | 120344 | 110193 | 0 | 0 | 0 | 30595.5 | 246.432 | 27647.8 | 0 | 0 | 0 | 0 | 0 |  | 129131 | 35269.4 | 32294.4 | 0 | 0 | 0 | 108.333 | 72.2222 | 8102.78 | 0 | 0 | 0 | 0 | 0 | 0 | 0 | 0 | 0 | 0 | 0 | 302.317 | 0 | 0 | 0 | 0 | 0 | 0 | 0 | 110191 | 0 | 440611 | 3245.5 | 0 | 267.043 | 847858 | 88833.8 | 854250 | 293367 | 324524 | 4285.71 | 919083 | 260077 | 316276 | 673119
Warehouse | 4d - Prototype-Prototype-Blend | run/Prototype Row B/datapoint_59c991be45b421004abe3ab6 | Boise Air Terminal Uo | 772803 | 52044.9 | 14.8488 | 1 | 0 | 0.75 | 0 | 742510 | 30292.2 | 0 | 0 | 0 | 54.9545 | 463274 | 119292 | 115861 | 0 | 14378.4 | 0 | 30292.2 | 47.3909 | 29657.2 | 0 | 0 | 0 | 0 | 0 |  | 135772 | 34961.1 | 33955.6 | 0 | 4213.89 | 0 | 0 | 13.8889 | 8691.67 | 0 | 0 | 0 | 0 | 0 | 0 | 0 | 0 | 0 | 0 | 0 | 302.981 | 0 | 0 | 0 | 0 | 0 | 0 | 0 | 115858 | 0 | 463277 | 4076.28 | 0 | 7639.06 | 632637 | 206550 | 174752 | 499074 | 323782 | 76.615 | 465691 | 381209 | 83179.2 | 766180
[17 empty] | 0 | 2455 | 0 | 0 | 1838.8 | 0 | 253844 | 8700.9 | 38945.8 | 0 | 0 | 0 | 0 | 0 | 25.95%
Warehouse | 0 - Prototype¦1 - Prototype-NewHvac |  | Boise Air Terminal Uo | 18080 | 0 | 0.3475 | 528.25 | 132 | 18.25 | 0.25 | 25847 | 7754 | 0 | 0 | 0 | 1.172 | 0% | 0% | 0% | 0% | 0% | 0% | 0.9329% | 0.07077% | 2.397% | 0% | 0% | 0% | 0% | 0% | 3.401% | 0 | 0 | 0 | 0 | 0 | 0 | 950 | 244.44 | 8280.5 | 0 | 0 | 0 | 0 | 0 | 0 | 0 | 0 | 0 | 0 | 0 | 77.54 | 0 | 0 | 0 | 0 | 0 | 0 | 0 | 0 | 0 | 0 | 0.25 | 82.62 | 1894.5 | 7237 | 487 | 2 | 188 | 3108 | 44079.5 | 6867 | 801 | 52.7 | 561
Warehouse | 1 - Prototype-NewHvac¦2 - Prototype-NewHvacLoadsConstSch |  | Boise Air Terminal Uo | 265390 | 0 | 5.0992 | 1008.5 | 99.25 | 52 | 8.25 | 3422 | 261958 | 0 | 0 | 0 | 0.4715 | 0% | 0.2116% | 0% | 0% | 0.1585% | 0% | 22.82% | 0.8216% | 0.9213% | 0% | 0% | 0% | 0% | 0% | 24.93% | 0 | 719.4 | 0 | 0 | 538.89 | 0 | 844.444 | 2794.44 | 3133.4 | 0 | 0 | 0 | 0 | 0 | 0 | 0 | 0 | 0 | 0 | 0 | 2620.08 | 0 | 0 | 0 | 0 | 0 | 0 | 0 | 0 | 0 | 0 | 126.26 | 566.68 | 4605.5 | 412846 | 29667 | 9228 | 20416 | 127753 | 36271.5 | 344107 | 101223 | 15675.2 | 193218
Warehouse | 2 - Prototype-NewHvacLoadsConstSch¦3b - Typical-Bar-Sliced |  | Boise Air Terminal Uo | 456870 | 0.9 | 8.7788 | 2102.5 | 1685 | 42.5 | 7.25 | 299747 | 157119 | 0 | 0 | 0 | 42.5964 | 0.001005% | 0.1175% | 0% | 0% | 1.606% | 0% | 18.08% | 12.15% | 22.3% | 0% | 0% | 0% | 0% | 0% | 54.26% | 3 | 308.3 | 0 | 0 | 4213.89 | 0 | 1383.334 | 31861.1 | 58511.2 | 0 | 0 | 0 | 0 | 0 | 0 | 0 | 0 | 0 | 0 | 0 | 1571.5 | 0 | 0 | 0 | 0 | 0 | 0 | 0 | 0 | 0 | 8 | 88.18 | 61.62 | 6101.03 | 119969 | 190895.3 | 1460009 | 167844 | 29877 | 3442.8 | 614498 | 283255 | 657555.7 | 3036
Warehouse | 2 - Prototype-NewHvacLoadsConstSch¦4b - Typical-Bar-Blend |  | Boise Air Terminal Uo | 27866 | 0.9 | 0.5357 | 106.5 | 160.5 | 2.75 | 40.5 | 9355 | 18511 | 0 | 0 | 0 | 11.8228 | 0.001005% | 0.1175% | 0% | 0% | 1.606% | 0% | 2.161% | 1.474% | 3.916% | 0% | 0% | 0% | 0% | 0% | 9.276% | 3 | 308.3 | 0 | 0 | 4213.89 | 0 | 244.444 | 3866.67 | 10272.3 | 0 | 0 | 0 | 0 | 0 | 0 | 0 | 0 | 0 | 0 | 0 | 185.15 | 0 | 0 | 0 | 0 | 0 | 0 | 0 | 0 | 0 | 8 | 513.63 | 3185.93 | 11151.472 | 292937 | 198933.6 | 1360759 | 185522 | 41047 | 22414.4 | 725638 | 286964 | 592441.7 | 29181
Warehouse | 2 - Prototype-NewHvacLoadsConstSch¦4c - Typical-Urban-Blend |  | Boise Air Terminal Uo | 165441 | 2546.3 | 2.4576 | 788.5 | 275.75 | 54.75 | 14 | 74470 | 90981.1 | 0 | 0 | 0 | 18.9327 | 2.532% | 0.1175% | 0.6332% | 0% | 1.606% | 0% | 10.16% | 2.46% | 1.207% | 0% | 0% | 0% | 0% | 0% | 18.72% | 6641 | 308.3 | 1661.2 | 0 | 4213.89 | 0 | 2.777 | 6452.7778 | 3166.62 | 0 | 0 | 0 | 0 | 0 | 0 | 0 | 0 | 0 | 0 | 0 | 909.983 | 0 | 0 | 0 | 0 | 0 | 0 | 0 | 5667 | 0 | 22666 | 551.67 | 3185.93 | 11266.057 | 299950 | 117035.2 | 680119 | 203545 | 12270 | 31165.79 | 470611 | 129655 | 231316.7 | 102538
Warehouse | 2 - Prototype-NewHvacLoadsConstSch¦4d - Prototype-Prototype-Blend |  | Boise Air Terminal Uo | 122287 | 0 | 2.3496 | 863.75 | 275.75 | 66.25 | 14 | 31373 | 90914.8 | 0 | 0 | 0 | 16.4651 | 0% | 0% | 0% | 0% | 0% | 0% | 10.2% | 2.482% | 0.9827% | 0% | 0% | 0% | 0% | 0% | 13.66% | 0 | 0 | 0 | 0 | 0 | 0 | 105.556 | 6511.1111 | 2577.73 | 0 | 0 | 0 | 0 | 0 | 0 | 0 | 0 | 0 | 0 | 0 | 909.319 | 0 | 0 | 0 | 0 | 0 | 0 | 0 | 0 | 0 | 0 | 279.11 | 3185.93 | 3894.04 | 84729 | 681 | 621 | 2162 | 13012 | 35374.885 | 17219 | 8523 | 1780.1 | 9477
chart | [19 empty] | why large drop on heating when add in loads, and why larger envelope loads on bars (ah, wwr is based on office, not warehosue)
building_type | [15 empty] | building type | end use interior lighting | end use exterior lighting | end use interior equipment | end use exterior equipment | end use water systems | end use refrigeration | end use heating | end use cooling | end use fans | end use pumps | end use heat rejection | end use humidification | end use heat recovery | end use generators | sum of end use errors as fraction of total consumpiton
SecondarySchool | 0 - Prototype¦1 - Prototype-NewHvac | [14 empty] | SecondarySchool | 0% | 0% | 0% | 0% | 0.00442% | 0.001245% | 0.7565% | 0.09674% | 1.329% | 1.82% | 0.5216% | 0% | 2.053% | 0% | 6.582%
PrimarySchool | 0 - Prototype¦1 - Prototype-NewHvac | [14 empty] | PrimarySchool | 0% | 0% | 0% | 0% | 0.0001552% | 0.001473% | 15.7% | 0.8913% | 1.753% | 0.05671% | 0% | 0% | 0.004085% | 0% | 18.4%
FullServiceRestaurant | 0 - Prototype¦1 - Prototype-NewHvac | [14 empty] | FullServiceRestaurant | 0% | 0% | 0% | 0% | 0% | 0.005937% | 4.815% | 0.2945% | 3.161% | 0% | 0% | 0% | 0% | 0% | 8.276%
QuickServiceRestaurant | 0 - Prototype¦1 - Prototype-NewHvac | [14 empty] | QuickServiceRestaurant | 0% | 0% | 0% | 0% | 0% | 0.01498% | 1.143% | 0.3692% | 1.783% | 0% | 0% | 0% | 0% | 0% | 3.31%
SmallOffice | 0 - Prototype¦1 - Prototype-NewHvac | [14 empty] | SmallOffice | 0% | 0% | 0% | 0% | 0% | 0% | 14.8% | 0.02158% | 16.88% | 0% | 0% | 0% | 0% | 0% | 31.7%
MediumOffice | 0 - Prototype¦1 - Prototype-NewHvac | [14 empty] | MediumOffice | 0% | 0% | 0% | 0% | 0.0007205% | 0% | 14.18% | 1.467% | 7.618% | 0% | 0% | 0% | 0% | 0% | 23.26%
LargeOffice | 0 - Prototype¦1 - Prototype-NewHvac | [14 empty] | LargeOffice | 0% | 0% | 0% | 0% | 0.0005189% | 0% | 2.06% | 11.87% | 0.3272% | 1.223% | 0.3879% | 6.27% | 2.421% | 0% | 24.56%
LargeHotel | 0 - Prototype¦1 - Prototype-NewHvac | [14 empty] | LargeHotel | 0% | 0% | 0% | 0% | 0% | 0% | 0% | 0% | 0% | 0% | 0% | 0% | 0% | 0%
MidriseApartment | 0 - Prototype¦1 - Prototype-NewHvac | [14 empty] | MidriseApartment | 0% | 0% | 0% | 0% | 0% | 0% | 5.08% | 1.85% | 15.09% | 0.01293% | 0% | 0% | 0% | 0% | 22.04%
HighriseApartment | 0 - Prototype¦1 - Prototype-NewHvac | [14 empty] | HighriseApartment | 0% | 0% | 0% | 0% | 0.0004292% | 0% | 2.004% | 0.6594% | 14.34% | 0.9692% | 0.8044% | 0% | 0% | 0% | 18.78%
StripMall | 0 - Prototype¦1 - Prototype-NewHvac | [14 empty] | StripMall | 0% | 0% | 0% | 0% | 0.001008% | 0% | 3.233% | 0.7399% | 3.383% | 0% | 0% | 0% | 0% | 0% | 7.357%
Retail | 0 - Prototype¦1 - Prototype-NewHvac | [14 empty] | Retail | 0% | 0% | 0% | 0% | 0% | 0% | 3.419% | 1.405% | 1.65% | 0% | 0% | 0% | 0% | 0% | 6.474%
Hospital | 0 - Prototype¦1 - Prototype-NewHvac | [14 empty] | Hospital | 0% | 0% | 0% | 0% | 2.883e-05% | 0.02265% | 9.317% | 4.753% | 2.745% | 0.52% | 0.6723% | 5.764% | 0% | 0% | 23.79%
Outpatient | 0 - Prototype¦1 - Prototype-NewHvac | [14 empty] | Outpatient | 0% | 0% | 0% | 0% | 0.0001541% | 0% | 14.94% | 1.946% | 2.609% | 0.3053% | 0% | 2.866% | 0% | 0% | 22.66%
Warehouse | 0 - Prototype¦1 - Prototype-NewHvac | [14 empty] | Warehouse | 0% | 0% | 0% | 0% | 0% | 0% | 0.9329% | 0.07077% | 2.397% | 0% | 0% | 0% | 0% | 0% | 3.401%
building_type | [15 empty] | building type | end use interior lighting | end use exterior lighting | end use interior equipment | end use exterior equipment | end use water systems | end use refrigeration | end use heating | end use cooling | end use fans | end use pumps | end use heat rejection | end use humidification | end use heat recovery | end use generators | sum of end use errors as fraction of total consumpiton
SecondarySchool | 1 - Prototype-NewHvac¦2 - Prototype-NewHvacLoadsConstSch | [14 empty] | SecondarySchool | 0% | 2.144% | 0.02541% | 0% | 0.5472% | 0.0008386% | 3.482% | 0.6368% | 0.4649% | 0.1236% | 0.02019% | 0% | 0.12% | 0% | 7.565%
PrimarySchool | 1 - Prototype-NewHvac¦2 - Prototype-NewHvacLoadsConstSch | [14 empty] | PrimarySchool | 0% | 2.015% | 0% | 0% | 0.8601% | 0.002404% | 4.239% | 0.8117% | 0.2734% | 0.001202% | 0% | 0% | 0.01282% | 0% | 8.215%
FullServiceRestaurant | 1 - Prototype-NewHvac¦2 - Prototype-NewHvacLoadsConstSch | [14 empty] | FullServiceRestaurant | 0% | 0.1214% | 1.527% | 0% | 0.6172% | 0.02479% | 21.46% | 0.5449% | 9.182% | 0.009206% | 0% | 0% | 1.702% | 0% | 35.19%
QuickServiceRestaurant | 1 - Prototype-NewHvac¦2 - Prototype-NewHvacLoadsConstSch | [14 empty] | QuickServiceRestaurant | 0% | 0.5292% | 2.78% | 0% | 0.3796% | 0.01869% | 12.12% | 0.5859% | 7.832% | 0% | 0% | 0% | 0% | 0% | 24.25%
SmallOffice | 1 - Prototype-NewHvac¦2 - Prototype-NewHvacLoadsConstSch | [14 empty] | SmallOffice | 0% | 1.894% | 0% | 0% | 1.301% | 0% | 1.678% | 0.5965% | 0.4916% | 0% | 0% | 0% | 0% | 0% | 5.962%
MediumOffice | 1 - Prototype-NewHvac¦2 - Prototype-NewHvacLoadsConstSch | [14 empty] | MediumOffice | 0% | 1.032% | 2.772% | 0% | 1.158% | 0% | 1.721% | 0.67% | 0.08985% | 0% | 0% | 0% | 0% | 0% | 7.444%
LargeOffice | 1 - Prototype-NewHvac¦2 - Prototype-NewHvacLoadsConstSch | [14 empty] | LargeOffice | 0% | 3.594% | 3.731% | 0% | 0.5557% | 0% | 1.622% | 0.1354% | 0.01763% | 0.02971% | 0.003111% | 0% | 0% | 0% | 9.689%
LargeHotel | 1 - Prototype-NewHvac¦2 - Prototype-NewHvacLoadsConstSch | [14 empty] | LargeHotel | Re-run after 2.3.0 comes out
MidriseApartment | 1 - Prototype-NewHvac¦2 - Prototype-NewHvacLoadsConstSch | [14 empty] | MidriseApartment | 0% | 6.815% | 0.00278% | 0% | 7.371% | 0% | 0.08965% | 0.7457% | 3.08% | 0% | 0% | 0% | 0% | 0% | 18.1%
HighriseApartment | 1 - Prototype-NewHvac¦2 - Prototype-NewHvacLoadsConstSch | [14 empty] | HighriseApartment | 0% | 0.8878% | 1.487% | 0% | 1.002% | 0% | 0.1335% | 0.1412% | 0.3328% | 0% | 0% | 0% | 0% | 0% | 3.984%
StripMall | 1 - Prototype-NewHvac¦2 - Prototype-NewHvacLoadsConstSch | [14 empty] | StripMall | 0% | 2.486% | 0% | 0% | 2.809% | 0% | 5.663% | 0.5464% | 3.253% | 0% | 0% | 0% | 0% | 0% | 14.76%
Retail | 1 - Prototype-NewHvac¦2 - Prototype-NewHvacLoadsConstSch | [14 empty] | Retail | 0% | 0.3176% | 0% | 0% | 0% | 0% | 1.069% | 1.118% | 7.176% | 0% | 0% | 0% | 0% | 0% | 9.68%
Hospital | 1 - Prototype-NewHvac¦2 - Prototype-NewHvacLoadsConstSch | [14 empty] | Hospital | 0% | 7.42% | 5.023% | 0% | 1.51% | 3.026e-05% | 2.6% | 0.2437% | 0.2045% | 0.0354% | 0.005449% | 0% | 0% | 0% | 17.04%
Outpatient | 1 - Prototype-NewHvac¦2 - Prototype-NewHvacLoadsConstSch | [14 empty] | Outpatient | 0.03606% | 0.4556% | 2.095% | 0% | 0.6892% | 0% | 1.15% | 0.1922% | 0.7838% | 0% | 0% | 0% | 0% | 0% | 5.401%
Warehouse | 1 - Prototype-NewHvac¦2 - Prototype-NewHvacLoadsConstSch | [14 empty] | Warehouse | 0% | 0.2116% | 0% | 0% | 0.1585% | 0% | 22.82% | 0.8216% | 0.9213% | 0% | 0% | 0% | 0% | 0% | 24.93%
building_type | [15 empty] | building type | end use interior lighting | end use exterior lighting | end use interior equipment | end use exterior equipment | end use water systems | end use refrigeration | end use heating | end use cooling | end use fans | end use pumps | end use heat rejection | end use humidification | end use heat recovery | end use generators | sum of end use errors as fraction of total consumpiton
SecondarySchool | 2 - Prototype-NewHvacLoadsConstSch¦3b - Typical-Bar-Sliced | [14 empty] | SecondarySchool | 6.092e-05% | 0.07622% | 0.007859% | 0% | 0.1886% | 0.5137% | 20.83% | 0.249% | 2.488% | 0.03851% | 0.01357% | 0% | 0.3572% | 0% | 24.76%
PrimarySchool | 2 - Prototype-NewHvacLoadsConstSch¦3b - Typical-Bar-Sliced | [14 empty] | PrimarySchool | 0.008923% | 0.005631% | 0.008129% | 0% | 0.5405% | 0.9194% | 2.734% | 1.184% | 5.406% | 0% | 0% | 0% | 0.3492% | 0% | 11.16%
FullServiceRestaurant | 2 - Prototype-NewHvacLoadsConstSch¦3b - Typical-Bar-Sliced | [14 empty] | FullServiceRestaurant | 0.003535% | 0.001018% | 0.007124% | 0% | 1.352% | 1.873% | 24.3% | 1.445% | 3.904% | 0% | 0% | 0% | 2.441% | 0% | 35.33%
QuickServiceRestaurant | 2 - Prototype-NewHvacLoadsConstSch¦3b - Typical-Bar-Sliced | [14 empty] | QuickServiceRestaurant | 0.009963% | 0.004986% | 0.09219% | 0% | 0.9153% | 3.132% | 11.74% | 1.752% | 2.233% | 0% | 0% | 0% | 0% | 0% | 19.88%
SmallOffice | 2 - Prototype-NewHvacLoadsConstSch¦3b - Typical-Bar-Sliced | [14 empty] | SmallOffice | 0.009462% | 0.006297% | 0.00633% | 0% | 5.69% | 0% | 2.416% | 2.056% | 2.608% | 0% | 0% | 0% | 0% | 0% | 12.79%
MediumOffice | 2 - Prototype-NewHvacLoadsConstSch¦3b - Typical-Bar-Sliced | [14 empty] | MediumOffice | 0.0007603% | 0.1339% | 0.00116% | 0% | 1.654% | 0% | 2.638% | 0.5537% | 2.052% | 0% | 0% | 0% | 0% | 0% | 7.034%
LargeOffice | 2 - Prototype-NewHvacLoadsConstSch¦3b - Typical-Bar-Sliced | [14 empty] | LargeOffice | 8.806e-05% | 0.01079% | 0.01431% | 0% | 0.1823% | 0% | 0.4615% | 2.157% | 1.081% | 0.2051% | 0.1368% | 0% | 2.964% | 0% | 7.212%
LargeHotel | 2 - Prototype-NewHvacLoadsConstSch¦3b - Typical-Bar-Sliced | [14 empty] | LargeHotel | Re-run after 2.3.0 comes out
MidriseApartment | 2 - Prototype-NewHvacLoadsConstSch¦3b - Typical-Bar-Sliced | [14 empty] | MidriseApartment | 0.001681% | 0% | 0.0003981% | 0% | 0.4612% | 0% | 0.3253% | 1.61% | 2.833% | 0.0008385% | 0% | 0% | 0% | 0% | 5.232%
HighriseApartment | 2 - Prototype-NewHvacLoadsConstSch¦3b - Typical-Bar-Sliced | [14 empty] | HighriseApartment | 0.001258% | 0% | 0.0003755% | 0% | 1.439% | 0% | 0.4601% | 3.274% | 6.92% | 0.001246% | 0% | 0% | 0% | 0% | 12.1%
StripMall | 2 - Prototype-NewHvacLoadsConstSch¦3b - Typical-Bar-Sliced | [14 empty] | StripMall | 0.005028% | 0.0005323% | 0.001124% | 0% | 2.696% | 0% | 5.092% | 0.1856% | 1.476% | 0% | 0% | 0% | 0% | 0% | 9.456%
Retail | 2 - Prototype-NewHvacLoadsConstSch¦3b - Typical-Bar-Sliced | [14 empty] | Retail | 0% | 0% | 0.002131% | 0% | 3.117% | 0% | 4.253% | 0.4571% | 1.803% | 0% | 0% | 0% | 0% | 0% | 9.632%
Hospital | 2 - Prototype-NewHvacLoadsConstSch¦3b - Typical-Bar-Sliced | [14 empty] | Hospital | 0.4238% | 0.022% | 3.407% | 0% | 0.08266% | 0.4006% | 2.152% | 0.1513% | 0.05189% | 0.04999% | 0.06522% | 0% | 0% | 0% | 6.807%
Outpatient | 2 - Prototype-NewHvacLoadsConstSch¦3b - Typical-Bar-Sliced | [14 empty] | Outpatient | 0.1658% | 0.0838% | 0.9267% | 0% | 0.7658% | 0% | 3.394% | 0.2036% | 0.159% | 0.0001949% | 0% | 0% | 0% | 0% | 5.699%
Warehouse | 2 - Prototype-NewHvacLoadsConstSch¦3b - Typical-Bar-Sliced | [14 empty] | Warehouse | 0.001005% | 0.1175% | 0% | 0% | 1.606% | 0% | 18.08% | 12.15% | 22.3% | 0% | 0% | 0% | 0% | 0% | 54.26%
Note: Full Surface Restaurant is 35%, Warehouse is 54%
building_type | [15 empty] | building type | end use interior lighting | end use exterior lighting | end use interior equipment | end use exterior equipment | end use water systems | end use refrigeration | end use heating | end use cooling | end use fans | end use pumps | end use heat rejection | end use humidification | end use heat recovery | end use generators | sum of end use errors as fraction of total consumpiton
SecondarySchool | 2 - Prototype-NewHvacLoadsConstSch¦4b - Typical-Bar-Blend | [14 empty] | SecondarySchool | 6.092e-05% | 0.07622% | 0.007859% | 0% | 0.1887% | 0.5137% | 8.096% | 1.004% | 0.5821% | 0.1807% | 0.0004624% | 0% | 0.9581% | 0% | 11.61%
PrimarySchool | 2 - Prototype-NewHvacLoadsConstSch¦4b - Typical-Bar-Blend | [14 empty] | PrimarySchool | 0.008923% | 0.005631% | 0.008129% | 0% | 0.5407% | 0.9194% | 1.799% | 0.03684% | 4.608% | 0% | 0% | 0% | 1.042% | 0% | 8.968%
FullServiceRestaurant | 2 - Prototype-NewHvacLoadsConstSch¦4b - Typical-Bar-Blend | [14 empty] | FullServiceRestaurant | 0.003535% | 0.001018% | 0.007124% | 0% | 1.352% | 1.873% | 19.54% | 1.157% | 3.951% | 0% | 0% | 0% | 2.441% | 0% | 30.32%
QuickServiceRestaurant | 2 - Prototype-NewHvacLoadsConstSch¦4b - Typical-Bar-Blend | [14 empty] | QuickServiceRestaurant | 0.009963% | 0.004986% | 0.09219% | 0% | 0.9153% | 3.132% | 9.998% | 2.14% | 2.081% | 0% | 0% | 0% | 0% | 0% | 18.37%
SmallOffice | 2 - Prototype-NewHvacLoadsConstSch¦4b - Typical-Bar-Blend | [14 empty] | SmallOffice | 0.009462% | 0.006297% | 0.00633% | 0% | 5.69% | 0% | 2.725% | 2.059% | 2.861% | 0% | 0% | 0% | 0% | 0% | 13.36%
MediumOffice | 2 - Prototype-NewHvacLoadsConstSch¦4b - Typical-Bar-Blend | [14 empty] | MediumOffice | 0.0007603% | 0.1339% | 0.00116% | 0% | 1.654% | 0% | 2.433% | 0.05838% | 2.236% | 0% | 0% | 0% | 0% | 0% | 6.517%
LargeOffice | 2 - Prototype-NewHvacLoadsConstSch¦4b - Typical-Bar-Blend | [14 empty] | LargeOffice | 8.806e-05% | 0.01079% | 0.01431% | 0% | 0.1824% | 0% | 7.814% | 3.262% | 1.076% | 0.04385% | 0.07707% | 0% | 0.04832% | 0% | 12.53%
LargeHotel | 2 - Prototype-NewHvacLoadsConstSch¦4b - Typical-Bar-Blend | [14 empty] | LargeHotel | Re-run after 2.3.0 comes out
MidriseApartment | 2 - Prototype-NewHvacLoadsConstSch¦4b - Typical-Bar-Blend | [14 empty] | MidriseApartment | 0.001681% | 0% | 0.0003981% | 0% | 0.4612% | 0% | 1.321% | 0.2159% | 0.2402% | 0.001677% | 0% | 0% | 0% | 0% | 2.242%
HighriseApartment | 2 - Prototype-NewHvacLoadsConstSch¦4b - Typical-Bar-Blend | [14 empty] | HighriseApartment | 0.001258% | 0% | 0.0003755% | 0% | 1.439% | 0% | 1.477% | 1.612% | 2.599% | 0.002135% | 0% | 0% | 0% | 0% | 7.13%
StripMall | 2 - Prototype-NewHvacLoadsConstSch¦4b - Typical-Bar-Blend | [14 empty] | StripMall | 0.005028% | 0.0005323% | 0.001124% | 0% | 2.696% | 0% | 1.202% | 0.4042% | 0.855% | 0% | 0% | 0% | 0% | 0% | 5.163%
Retail | 2 - Prototype-NewHvacLoadsConstSch¦4b - Typical-Bar-Blend | [14 empty] | Retail | 0% | 0% | 0.002131% | 0% | 3.117% | 0% | 3.089% | 0.3098% | 2.842% | 0% | 0% | 0% | 0% | 0% | 9.36%
Hospital | 2 - Prototype-NewHvacLoadsConstSch¦4b - Typical-Bar-Blend | [14 empty] | Hospital | 0.4238% | 0.022% | 3.407% | 0% | 0.08266% | 0.4006% | 10.71% | 2.035% | 5.2% | 0.5291% | 0.09108% | 0% | 0% | 0% | 22.9%
Outpatient | 2 - Prototype-NewHvacLoadsConstSch¦4b - Typical-Bar-Blend | [14 empty] | Outpatient | 0.1658% | 0.0838% | 0.9267% | 0% | 0.7664% | 0% | 5.646% | 1.804% | 3.473% | 0.0001949% | 0% | 0% | 0% | 0% | 12.87%
Warehouse | 2 - Prototype-NewHvacLoadsConstSch¦4b - Typical-Bar-Blend | [14 empty] | Warehouse | 0.001005% | 0.1175% | 0% | 0% | 1.606% | 0% | 2.161% | 1.474% | 3.916% | 0% | 0% | 0% | 0% | 0% | 9.276%
building_type | [15 empty] | building type | end use interior lighting | end use exterior lighting | end use interior equipment | end use exterior equipment | end use water systems | end use refrigeration | end use heating | end use cooling | end use fans | end use pumps | end use heat rejection | end use humidification | end use heat recovery | end use generators | sum of end use errors as fraction of total consumpiton
SecondarySchool | 2 - Prototype-NewHvacLoadsConstSch¦4c - Typical-Urban-Blend | [14 empty] | SecondarySchool | 4.178% | 0.07622% | 3.71% | 0% | 0.1887% | 0.5137% | 4.08% | 1.467% | 4.268% | 0.2981% | 0.01836% | 0% | 0.9577% | 0% | 19.76%
PrimarySchool | 2 - Prototype-NewHvacLoadsConstSch¦4c - Typical-Urban-Blend | [14 empty] | PrimarySchool | 0.0009914% | 0.005631% | 0.01923% | 0% | 0.5407% | 0.9194% | 4.551% | 2.176% | 1.013% | 0% | 0% | 0% | 0.5706% | 0% | 9.796%
FullServiceRestaurant | 2 - Prototype-NewHvacLoadsConstSch¦4c - Typical-Urban-Blend | [14 empty] | FullServiceRestaurant | 0.0005357% | 0.001018% | 0.01168% | 0% | 1.353% | 1.873% | 18.64% | 1.479% | 2.463% | 0% | 0% | 0% | 2.441% | 0% | 28.27%
QuickServiceRestaurant | 2 - Prototype-NewHvacLoadsConstSch¦4c - Typical-Urban-Blend | [14 empty] | QuickServiceRestaurant | 0% | 0.004986% | 0.00333% | 0% | 0.9153% | 3.132% | 5.809% | 1.493% | 1.742% | 0% | 0% | 0% | 0% | 0% | 13.1%
SmallOffice | 2 - Prototype-NewHvacLoadsConstSch¦4c - Typical-Urban-Blend | [14 empty] | SmallOffice | 0.003132% | 0.006297% | 0% | 0% | 5.69% | 0% | 4.97% | 1.645% | 10.17% | 0% | 0% | 0% | 0% | 0% | 22.48%
MediumOffice | 2 - Prototype-NewHvacLoadsConstSch¦4c - Typical-Urban-Blend | [14 empty] | MediumOffice | 0.0004001% | 0.1339% | 0.0007603% | 0% | 1.654% | 0% | 2.68% | 0.6049% | 7.649% | 0% | 0% | 0% | 0% | 0% | 12.72%
LargeOffice | 2 - Prototype-NewHvacLoadsConstSch¦4c - Typical-Urban-Blend | [14 empty] | LargeOffice | 0.0001761% | 0.01079% | 0.01475% | 0% | 0.1824% | 0% | 9.33% | 3.094% | 3.701% | 0.4301% | 0.07851% | 0% | 2.964% | 0% | 19.81%
LargeHotel | 2 - Prototype-NewHvacLoadsConstSch¦4c - Typical-Urban-Blend | [14 empty] | LargeHotel | Re-run after 2.3.0 comes out
MidriseApartment | 2 - Prototype-NewHvacLoadsConstSch¦4c - Typical-Urban-Blend | [14 empty] | MidriseApartment | 0.006281% | 0% | 0.03437% | 0% | 0.4612% | 0% | 2.009% | 0.7978% | 0.8167% | 0.001677% | 0% | 0% | 0% | 0% | 4.127%
HighriseApartment | 2 - Prototype-NewHvacLoadsConstSch¦4c - Typical-Urban-Blend | [14 empty] | HighriseApartment | 0.002121% | 0% | 0.01483% | 0% | 1.439% | 0% | 2.199% | 0.4756% | 1.464% | 0.002313% | 0% | 0% | 0% | 0% | 5.597%
StripMall | 2 - Prototype-NewHvacLoadsConstSch¦4c - Typical-Urban-Blend | [14 empty] | StripMall | 0.001715% | 0.0005323% | 0% | 0% | 2.696% | 0% | 3.434% | 0.3549% | 6.058% | 0% | 0% | 0% | 0% | 0% | 12.54%
Retail | 2 - Prototype-NewHvacLoadsConstSch¦4c - Typical-Urban-Blend | [14 empty] | Retail | 0.006392% | 0% | 0.004261% | 0% | 3.117% | 0% | 4.313% | 0.8987% | 2.342% | 0% | 0% | 0% | 0% | 0% | 10.68%
Hospital | 2 - Prototype-NewHvacLoadsConstSch¦4c - Typical-Urban-Blend | [14 empty] | Hospital | 0.4235% | 0.022% | 3.406% | 0% | 0.08266% | 0.4006% | 11.9% | 2.605% | 8.662% | 0.6124% | 0.08664% | 0% | 0% | 0% | 28.2%
Outpatient | 2 - Prototype-NewHvacLoadsConstSch¦4c - Typical-Urban-Blend | [14 empty] | Outpatient | 1.19% | 0.0838% | 4.183% | 0% | 0.7664% | 0% | 8.332% | 1.103% | 5.352% | 0.0001949% | 0% | 0% | 0% | 0% | 21.01%
Warehouse | 2 - Prototype-NewHvacLoadsConstSch¦4c - Typical-Urban-Blend | [14 empty] | Warehouse | 2.532% | 0.1175% | 0.6332% | 0% | 1.606% | 0% | 10.16% | 2.46% | 1.207% | 0% | 0% | 0% | 0% | 0% | 18.72%
Note: Since footprint is extruded for each above grade story, buildings which to not have full upper stories will show too much area, such as secondary school
building_type | [15 empty] | building type | end use interior lighting | end use exterior lighting | end use interior equipment | end use exterior equipment | end use water systems | end use refrigeration | end use heating | end use cooling | end use fans | end use pumps | end use heat rejection | end use humidification | end use heat recovery | end use generators | sum of end use errors as fraction of total consumpiton
SecondarySchool | 2 - Prototype-NewHvacLoadsConstSch¦4d - Prototype-Prototype-Blend | [14 empty] | SecondarySchool | 0% | 0% | 0% | 0% | 6.092e-05% | 0.03262% | 1.335% | 0.9941% | 0.7353% | 0.1908% | 0.01259% | 0% | 0.5941% | 0% | 3.895%
PrimarySchool | 2 - Prototype-NewHvacLoadsConstSch¦4d - Prototype-Prototype-Blend | [14 empty] | PrimarySchool | 0% | 0% | 0% | 0% | 0% | 0.04811% | 5.99% | 0.07838% | 0.6119% | 0% | 0% | 0% | 0.5706% | 0% | 7.299%
FullServiceRestaurant | 2 - Prototype-NewHvacLoadsConstSch¦4d - Prototype-Prototype-Blend | [14 empty] | FullServiceRestaurant | 0% | 0% | 0% | 0% | 0% | 0.02691% | 12.06% | 1.181% | 0.02641% | 0% | 0% | 0% | 2.441% | 0% | 15.73%
QuickServiceRestaurant | 2 - Prototype-NewHvacLoadsConstSch¦4d - Prototype-Prototype-Blend | [14 empty] | QuickServiceRestaurant | 0% | 0% | 0% | 0% | 0% | 0.01827% | 0.1396% | 0.8762% | 1.145% | 0% | 0% | 0% | 0% | 0% | 2.179%
SmallOffice | 2 - Prototype-NewHvacLoadsConstSch¦4d - Prototype-Prototype-Blend | [14 empty] | SmallOffice | 0% | 0% | 0% | 0% | 0% | 0% | 0.1358% | 0.03792% | 0.1453% | 0% | 0% | 0% | 0% | 0% | 0.319%
MediumOffice | 2 - Prototype-NewHvacLoadsConstSch¦4d - Prototype-Prototype-Blend | [14 empty] | MediumOffice | Need to address plenum zones to model this properly
LargeOffice | 2 - Prototype-NewHvacLoadsConstSch¦4d - Prototype-Prototype-Blend | [14 empty] | LargeOffice | Need to address plenum zones to model this properly
LargeHotel | 2 - Prototype-NewHvacLoadsConstSch¦4d - Prototype-Prototype-Blend | [14 empty] | LargeHotel | Re-run after 2.3.0 comes out
MidriseApartment | 2 - Prototype-NewHvacLoadsConstSch¦4d - Prototype-Prototype-Blend | [14 empty] | MidriseApartment | 0% | 0% | 0% | 0% | 0% | 0% | 0.9077% | 0.02433% | 0.1002% | 0.0008385% | 0% | 0% | 0% | 0% | 1.033%
HighriseApartment | 2 - Prototype-NewHvacLoadsConstSch¦4d - Prototype-Prototype-Blend | [14 empty] | HighriseApartment | 0% | 0% | 0% | 0% | 0.0003755% | 0% | 0.5518% | 0.006777% | 0.5039% | 0.0005338% | 0% | 0% | 0% | 0% | 1.063%
StripMall | 2 - Prototype-NewHvacLoadsConstSch¦4d - Prototype-Prototype-Blend | [14 empty] | StripMall | 0% | 0% | 0% | 0% | 0% | 0% | 2.821% | 0.007867% | 0.2192% | 0% | 0% | 0% | 0% | 0% | 3.048%
Retail | 2 - Prototype-NewHvacLoadsConstSch¦4d - Prototype-Prototype-Blend | [14 empty] | Retail | 0% | 0% | 0% | 0% | 0% | 0% | 0.2131% | 0.06274% | 0.09992% | 0% | 0% | 0% | 0% | 0% | 0.3758%
Hospital | 2 - Prototype-NewHvacLoadsConstSch¦4d - Prototype-Prototype-Blend | [14 empty] | Hospital | 0% | 0% | 0% | 0% | 0% | 0.01182% | 8.197% | 2.537% | 5.835% | 0.5143% | 0.05282% | 0% | 0% | 0% | 17.15%
Outpatient | 2 - Prototype-NewHvacLoadsConstSch¦4d - Prototype-Prototype-Blend | [14 empty] | Outpatient | 0% | 0% | 0% | 0% | 0.0009663% | 0% | 0.1686% | 1.309% | 0.4322% | 0% | 0% | 0% | 0% | 0% | 1.911%
Warehouse | 2 - Prototype-NewHvacLoadsConstSch¦4d - Prototype-Prototype-Blend | [14 empty] | Warehouse | 0% | 0% | 0% | 0% | 0% | 0% | 10.2% | 2.482% | 0.9827% | 0% | 0% | 0% | 0% | 0% | 13.66%
Note: Medium Office is 79%, Large office is 76% (expected cause is handeling of plenum zone)
[20 empty] | Multiple Space Types Sliced Bar | Whole Building Space Type Core and Perimeter Bar | Whole Building Space Type Extruded Footprint | Whole Building SpaceType Prototype Geometry
building_type | [18 empty] | building_type | 2 - Prototype-NewHvacLoadsConstSch¦3b - Typical-Bar-Sliced | 2 - Prototype-NewHvacLoadsConstSch¦4b - Typical-Bar-Blend | 2 - Prototype-NewHvacLoadsConstSch¦4c - Typical-Urban-Blend | 2 - Prototype-NewHvacLoadsConstSch¦4d - Prototype-Prototype-Blend
SecondarySchool | [18 empty] | SecondarySchool | 24.76% | 11.61% | 19.76% | 3.895%
PrimarySchool | [18 empty] | PrimarySchool | 11.16% | 8.968% | 9.796% | 7.299%
FullServiceRestaurant | [18 empty] | FullServiceRestaurant | 35.33% | 30.32% | 28.27% | 15.73%
QuickServiceRestaurant | [18 empty] | QuickServiceRestaurant | 19.88% | 18.37% | 13.1% | 2.179%
SmallOffice | [18 empty] | SmallOffice | 12.79% | 13.36% | 22.48% | 0.319%
MediumOffice | [18 empty] | MediumOffice | 7.034% | 6.517% | 12.72%
LargeOffice | [18 empty] | LargeOffice | 7.212% | 12.53% | 19.81%
LargeHotel | [18 empty] | LargeHotel
MidriseApartment | [18 empty] | MidriseApartment | 5.232% | 2.242% | 4.127% | 1.033%
HighriseApartment | [18 empty] | HighriseApartment | 12.1% | 7.13% | 5.597% | 1.063%
StripMall | [18 empty] | StripMall | 9.456% | 5.163% | 12.54% | 3.048%
Retail | [18 empty] | Retail | 9.632% | 9.36% | 10.68% | 0.3758%
Hospital | [18 empty] | Hospital | 6.807% | 22.9% | 28.2% | 17.15%
Outpatient | [18 empty] | Outpatient | 5.699% | 12.87% | 21.01% | 1.911%
Warehouse | [18 empty] | Warehouse | 54.26% | 9.276% | 18.72% | 13.66%
Note: Large hotel missing for all simplification methods
Note: Medium and Large office missing from 4d - Protottype-Prototype-Blend
building_type | [18 empty] | building_type | Prototype with New HVAC | Prototype with new HVAC, Const, Load, and Sch
SecondarySchool | [18 empty] | SecondarySchool | 6.582% | 13.69%
PrimarySchool | [18 empty] | PrimarySchool | 18.4% | 17.73%
FullServiceRestaurant | [18 empty] | FullServiceRestaurant | 8.276% | 36.08%
QuickServiceRestaurant | [18 empty] | QuickServiceRestaurant | 3.31% | 23.5%
SmallOffice | [18 empty] | SmallOffice | 31.7% | 38.25%
MediumOffice | [18 empty] | MediumOffice | 23.26% | 25.62%
LargeOffice | [18 empty] | LargeOffice | 24.56% | 35.33%
LargeHotel | [18 empty] | LargeHotel
MidriseApartment | [18 empty] | MidriseApartment | 22.04% | 33.73%
HighriseApartment | [18 empty] | HighriseApartment | 18.78% | 22.16%
StripMall | [18 empty] | StripMall | 7.357% | 20.22%
Retail | [18 empty] | Retail | 6.474% | 14.15%
Hospital | [18 empty] | Hospital | 23.79% | 33.53%
Outpatient | [18 empty] | Outpatient | 22.66% | 26.84%
Warehouse | [18 empty] | Warehouse | 3.401% | 3.401%
Note: Large hotel missing for all simplification methods

## 0926_2004_2A
building_type | scenario | results_directory | city | net_site_energy | total_building_area | eui | unmet_hours_during_heating | unmet_hours_during_cooling | unmet_hours_during_occupied_heating | unmet_hours_during_occupied_cooling | fuel_electricity | fuel_natural_gas | fuel_additional_fuel | fuel_district_cooling | fuel_district_heating | annual_peak_electric_demand | end_use_interior_lighting | end_use_exterior_lighting | end_use_interior_equipment | end_use_exterior_equipment | end_use_water_systems | end_use_refrigeration | end_use_heating | end_use_cooling | end_use_fans | end_use_pumps | end_use_heat_rejection | end_use_humidification | end_use_heat_recovery | end_use_generators | sum of end use errors as fraction of total consumpiton | end_use_electricity_interior_lighting | end_use_electricity_exterior_lighting | end_use_electricity_interior_equipment | end_use_electricity_exterior_equipment | end_use_electricity_water_systems | end_use_electricity_refrigeration | end_use_electricity_heating | end_use_electricity_cooling | end_use_electricity_fans | end_use_electricity_pumps | end_use_electricity_heat_rejection | end_use_electricity_humidification | end_use_electricity_heat_recovery | end_use_electricity_generators | end_use_natural_gas_interior_lighting | end_use_natural_gas_exterior_lighting | end_use_natural_gas_interior_equipment | end_use_natural_gas_exterior_equipment | end_use_natural_gas_water_systems | end_use_natural_gas_refrigeration | end_use_natural_gas_heating | end_use_natural_gas_cooling | end_use_natural_gas_fans | end_use_natural_gas_pumps | end_use_natural_gas_heat_rejection | end_use_natural_gas_humidification | end_use_natural_gas_heat_recovery | end_use_natural_gas_generators | zone_lights_total_heating_energy_annual | electric_equipment_total_heating_energy_annual | gas_equipment_total_heating_energy_annual | zone_people_sensible_heating_energy_annual | zone_mechanical_ventilation_cooling_load_increase_energy_annual | zone_infiltration_sensible_heat_gain_energy_annual | ground_heat_gain | ext_wall_heat_gain | surface_window_heat_gain_energy_annual | ext_roof_heat_gain | zone_infiltration_sensible_heat_loss_energy_annual | zone_mechanical_ventilation_heating_load_increase_energy_annual | ground_heat_loss | ext_wall_heat_loss | surface_window_heat_loss_energy_annual | ext_roof_heat_loss
SecondarySchool | 0 - Prototype | run/Prototype Row B_0927_2004_2A/datapoint_59c942e553ff6b03c8620174 | Houston Bush Intercontinental | 17016100 | 210887 | 80.6882 | 133.25 | 3424 | 0 | 475 | 15003800 | 2012290 | 0 | 0 | 0 | 1540.68 | 3189060 | 209354 | 2834710 | 0 | 412253 | 105312 | 1075930 | 6649160 | 2070530 | 171413 | 0 | 0 | 298325 | 0 |  | 934622 | 61355.6 | 676753 | 0 | 419.444 | 30863.9 | 0 | 1948675 | 606814 | 50236.1 | 0 | 0 | 87430.6 | 0 | 0 | 0 | 5256.38 | 0 | 4109.01 | 0 | 10761.4 | 0 | 0 | 0 | 0 | 0 | 0 | 0 | 3189070 | 2204750 | 157660 | 2574480 | 6909230 | 65906.3 | 110224 | 960844 | 2260400 | 1979100 | 151925 | 217534 | 1503976 | 852582 | 924791 | 1605680
SecondarySchool | 1 - Prototype-NewHvac | run/Prototype Row B_0927_2004_2A/datapoint_59c942ed53ff6b03c8620184 | Houston Bush Intercontinental | 18717900 | 210887 | 88.7583 | 136.5 | 3678 | 10.25 | 570.25 | 16107700 | 2610280 | 0 | 0 | 0 | 1257.86 | 3189060 | 209354 | 2834710 | 0 | 412433 | 0 | 1673740 | 6335040 | 1924760 | 951646 | 656904 | 0 | 530285 | 0 |  | 934622 | 61355.6 | 676753 | 0 | 419.444 | 0 | 0 | 1856620 | 564092 | 278900 | 192519 | 0 | 155411 | 0 | 0 | 0 | 5256.38 | 0 | 4110.81 | 0 | 16740.6 | 0 | 0 | 0 | 0 | 0 | 0 | 0 | 3189070 | 2204750 | 157660 | 2687350 | 4849860 | 83122.4 | 285326 | 975476 | 2350970 | 2018040 | 144805 | 191413 | 1164159 | 828501 | 876461 | 1551360
SecondarySchool | 2 - Prototype-NewHvacLoadsConstSch | run/Prototype Row B_0927_2004_2A/datapoint_59c942f553ff6b03c8620194 | Houston Bush Intercontinental | 18550700 | 210887 | 87.9654 | 176 | 3495 | 14 | 434 | 15875100 | 2675630 | 0 | 0 | 0 | 1240.72 | 3189060 | 548843 | 2838730 | 0 | 318400 | 0 | 1833130 | 6006350 | 1793380 | 905042 | 627673 | 0 | 490107 | 0 |  | 934622 | 160850 | 677931 | 0 | 419.444 | 0 | 0 | 1760290 | 525589 | 265242 | 183953 | 0 | 143636 | 0 | 0 | 0 | 5256.38 | 0 | 3170.3 | 0 | 18334.8 | 0 | 0 | 0 | 0 | 0 | 0 | 0 | 3189070 | 2204950 | 157660 | 2700590 | 4599790 | 142025 | 83604.9 | 980374 | 2369250 | 2024760 | 202956 | 255059 | 1813990 | 819084 | 846457 | 1536850
SecondarySchool | 3b - Typical-Bar-Sliced | run/Prototype Row B_0927_2004_2A/datapoint_59c9430753ff6b03c86201a4 | Houston Bush Intercontinental | 19466200 | 210887 | 92.3064 | 468.25 | 3876.25 | 3.5 | 617.75 | 15514800 | 3951460 | 0 | 0 | 0 | 1270.31 | 3189050 | 536370 | 2837440 | 0 | 287520 | 0 | 3139650 | 5774770 | 1925060 | 838316 | 552340 | 0 | 385686 | 0 |  | 934619 | 157194 | 677900 | 0 | 0 | 0 | 16.6667 | 1692420 | 564181 | 245686 | 161875 | 0 | 113033 | 0 | 0 | 0 | 5244.53 | 0 | 2875.76 | 0 | 31402 | 0 | 0 | 0 | 0 | 0 | 0 | 0 | 3189050 | 2204930 | 157305 | 2685200 | 3661670 | 114607 | 91522.7 | 859609 | 1675710 | 1474110 | 161071 | 474330 | 1714700 | 739010 | 611408 | 1194420
SecondarySchool | 4b - Typical-Bar-Blend | run/Prototype Row B_0927_2004_2A/datapoint_59c9431053ff6b03c86201b4 | Houston Bush Intercontinental | 15917500 | 210887 | 75.4786 | 187.5 | 1069.25 | 1.5 | 223 | 13866300 | 2051190 | 0 | 0 | 0 | 1123.27 | 3189050 | 536370 | 2837440 | 0 | 287520 | 0 | 1239320 | 4390050 | 1593240 | 702257 | 511091 | 0 | 631095 | 0 |  | 934619 | 157194 | 677900 | 0 | 0 | 0 | 0 | 1286600 | 466933 | 205811 | 149786 | 0 | 184956 | 0 | 0 | 0 | 5244.53 | 0 | 2875.76 | 0 | 12395.6 | 0 | 0 | 0 | 0 | 0 | 0 | 0 | 3189050 | 2204930 | 157305 | 2745630 | 2078430 | 137202 | 37301.4 | 859608 | 1677940 | 1479110 | 194929 | 229931 | 1745427 | 749076 | 636298 | 1207750
SecondarySchool | 4c - Typical-Urban-Blend | run/Prototype Row B_0927_2004_2A/datapoint_59c9432b53ff6b03c86201c6 | Houston Bush Intercontinental | 11784900 | 256242 | 45.9915 | 83.75 | 1311 | 0 | 364 | 10420400 | 1364560 | 0 | 0 | 0 | 945.971 | 3257840 | 373923 | 3435990 | 0 | 286449 | 0 | 441000 | 2226960 | 878228 | 509158 | 375402 | 0 | 0 | 0 |  | 954778 | 109586 | 820267 | 0 | 0 | 0 | 0 | 652658 | 257383 | 149219 | 110019 | 0 | 0 | 0 | 0 | 0 | 6372.46 | 0 | 2865.05 | 0 | 4410.85 | 0 | 0 | 0 | 0 | 0 | 0 | 0 | 3257840 | 2678550 | 191136 | 3083200 | 3787840 | 74641.1 | 11824.6 | 973362 | 1511820 | 1115621 | 142805 | 11603.1 | 2431120 | 898764 | 558830 | 1221658
SecondarySchool | 4d - Prototype-Prototype-Blend | run/Prototype Row B_0927_2004_2A/datapoint_59c991be45b421004abe3aa7 | Houston Bush Intercontinental | 15491300 | 210887 | 73.458 | 98.75 | 1154 | 0.5 | 56.25 | 13810800 | 1680510 | 0 | 0 | 0 | 1155.97 | 3189060 | 548843 | 2838730 | 0 | 318400 | 0 | 838003 | 4453480 | 1466010 | 723365 | 516845 | 0 | 598575 | 0 |  | 934622 | 160850 | 677931 | 0 | 419.444 | 0 | 0 | 1305190 | 429644 | 211997 | 151472 | 0 | 175425 | 0 | 0 | 0 | 5256.38 | 0 | 3170.3 | 0 | 8381.65 | 0 | 0 | 0 | 0 | 0 | 0 | 0 | 3189070 | 2204950 | 157660 | 2720130 | 3616850 | 137365 | 36585.4 | 973674 | 2319240 | 2004381 | 220440 | 130136 | 1958020 | 829846 | 859912 | 1553370
[17 empty] | 0 | 339489 | 4020 | 0 | 93853 | 105312 | 757200 | 642810 | 277150 | 733629 | 627673 | 0 | 191782 | 0 | 22.17%
SecondarySchool | 0 - Prototype¦1 - Prototype-NewHvac |  | Houston Bush Intercontinental | 1701800 | 0 | 8.0701 | 3.25 | 254 | 10.25 | 95.25 | 1103900 | 597990 | 0 | 0 | 0 | 282.82 | 0% | 0% | 0% | 0% | 0.001058% | 0.6189% | 3.513% | 1.846% | 0.8567% | 4.585% | 3.86% | 0% | 1.363% | 0% | 16.64% | 0 | 0 | 0 | 0 | 0 | 30863.9 | 0 | 92055 | 42722 | 228663.9 | 192519 | 0 | 67980.4 | 0 | 0 | 0 | 0 | 0 | 1.8 | 0 | 5979.2 | 0 | 0 | 0 | 0 | 0 | 0 | 0 | 0 | 0 | 0 | 112870 | 2059370 | 17216.1 | 175102 | 14632 | 90570 | 38940 | 7120 | 26121 | 339817 | 24081 | 48330 | 54320
SecondarySchool | 1 - Prototype-NewHvac¦2 - Prototype-NewHvacLoadsConstSch |  | Houston Bush Intercontinental | 167200 | 0 | 0.7929 | 39.5 | 183 | 3.75 | 136.25 | 232600 | 65350 | 0 | 0 | 0 | 17.14 | 0% | 1.814% | 0.02148% | 0% | 0.5024% | 0% | 0.8515% | 1.756% | 0.7019% | 0.249% | 0.1562% | 0% | 0.2147% | 0% | 6.267% | 0 | 99494.4 | 1178 | 0 | 0 | 0 | 0 | 96330 | 38503 | 13658 | 8566 | 0 | 11775 | 0 | 0 | 0 | 0 | 0 | 940.51 | 0 | 1594.2 | 0 | 0 | 0 | 0 | 0 | 0 | 0 | 0 | 200 | 0 | 13240 | 250070 | 58902.6 | 201721.1 | 4898 | 18280 | 6720 | 58151 | 63646 | 649831 | 9417 | 30004 | 14510
SecondarySchool | 2 - Prototype-NewHvacLoadsConstSch¦3b - Typical-Bar-Sliced |  | Houston Bush Intercontinental | 915500 | 0 | 4.341 | 292.25 | 381.25 | 10.5 | 183.75 | 360300 | 1275830 | 0 | 0 | 0 | 29.59 | 5.3906e-07 | 0.06724% | 0.006954% | 0% | 0.1665% | 0% | 7.043% | 1.248% | 0.7098% | 0.3597% | 0.4061% | 0% | 0.5629% | 0% | 10.57% | 3 | 3656 | 31 | 0 | 419.444 | 0 | 16.6667 | 67870 | 38592 | 19556 | 22078 | 0 | 30603 | 0 | 0 | 0 | 11.85 | 0 | 294.54 | 0 | 13067.2 | 0 | 0 | 0 | 0 | 0 | 0 | 0 | 20 | 20 | 355 | 15390 | 938120 | 27418 | 7917.8 | 120765 | 693540 | 550650 | 41885 | 219271 | 99290 | 80074 | 235049 | 342430
SecondarySchool | 2 - Prototype-NewHvacLoadsConstSch¦4b - Typical-Bar-Blend |  | Houston Bush Intercontinental | 2633200 | 0 | 12.4868 | 11.5 | 2425.75 | 12.5 | 211 | 2008800 | 624440 | 0 | 0 | 0 | 117.45 | 5.3906e-07 | 0.06724% | 0.006954% | 0% | 0.1665% | 0% | 3.201% | 8.713% | 1.079% | 1.093% | 0.6285% | 0% | 0.76% | 0% | 15.72% | 3 | 3656 | 31 | 0 | 419.444 | 0 | 0 | 473690 | 58656 | 59431 | 34167 | 0 | 41320 | 0 | 0 | 0 | 11.85 | 0 | 294.54 | 0 | 5939.2 | 0 | 0 | 0 | 0 | 0 | 0 | 0 | 20 | 20 | 355 | 45040 | 2521360 | 4823 | 46303.5 | 120766 | 691310 | 545650 | 8027 | 25128 | 68563 | 70008 | 210159 | 329100
SecondarySchool | 2 - Prototype-NewHvacLoadsConstSch¦4c - Typical-Urban-Blend |  | Houston Bush Intercontinental | 6765800 | 45355 | 41.9739 | 92.25 | 2184 | 14 | 70 | 5454700 | 1311070 | 0 | 0 | 0 | 294.749 | 0.3708% | 0.9429% | 3.22% | 0% | 0.1722% | 0% | 7.504% | 20.37% | 4.933% | 2.134% | 1.36% | 0% | 2.642% | 0% | 43.65% | 20156 | 51264 | 142336 | 0 | 419.444 | 0 | 0 | 1107632 | 268206 | 116023 | 73934 | 0 | 143636 | 0 | 0 | 0 | 1116.08 | 0 | 305.25 | 0 | 13923.95 | 0 | 0 | 0 | 0 | 0 | 0 | 0 | 68770 | 473600 | 33476 | 382610 | 811950 | 67383.9 | 71780.3 | 7012 | 857430 | 909139 | 60151 | 243455.9 | 617130 | 79680 | 287627 | 315192
SecondarySchool | 2 - Prototype-NewHvacLoadsConstSch¦4d - Prototype-Prototype-Blend |  | Houston Bush Intercontinental | 3059400 | 0 | 14.5074 | 77.25 | 2341 | 13.5 | 377.75 | 2064300 | 995120 | 0 | 0 | 0 | 84.75 | 0% | 0% | 0% | 0% | 0% | 0% | 5.364% | 8.371% | 1.765% | 0.9794% | 0.5974% | 0% | 0.5847% | 0% | 17.66% | 0 | 0 | 0 | 0 | 0 | 0 | 0 | 455100 | 95945 | 53245 | 32481 | 0 | 31789 | 0 | 0 | 0 | 0 | 0 | 0 | 0 | 9953.15 | 0 | 0 | 0 | 0 | 0 | 0 | 0 | 0 | 0 | 0 | 19540 | 982940 | 4660 | 47019.5 | 6700 | 50010 | 20379 | 17484 | 124923 | 144030 | 10762 | 13455 | 16520
PrimarySchool | 0 - Prototype | run/Prototype Row B_0927_2004_2A/datapoint_59c942e553ff6b03c8620175 | Houston Bush Intercontinental | 5624400 | 73958.8 | 76.0478 | 293.5 | 2149.75 | 2.25 | 1336.5 | 4683980 | 940415 | 0 | 0 | 0 | 418.07 | 1151540 | 80517.1 | 1591590 | 0 | 104449 | 64906.5 | 489481 | 1462710 | 642885 | 1099.47 | 0 | 0 | 35230.4 | 0 |  | 337483 | 23597.2 | 364308 | 0 | 594.444 | 19022.2 | 0 | 428678 | 188411 | 322.222 | 0 | 0 | 10325 | 0 | 0 | 0 | 3485.89 | 0 | 1024.41 | 0 | 4895.76 | 0 | 0 | 0 | 0 | 0 | 0 | 0 | 1151540 | 1220250 | 104557 | 654077 | 1922000 | 12676.2 | 54693.7 | 396273 | 767237 | 1137620 | 55698 | 140989 | 1146720 | 374243 | 366129 | 950168
PrimarySchool | 1 - Prototype-NewHvac | run/Prototype Row B_0927_2004_2A/datapoint_59c942ed53ff6b03c8620185 | Houston Bush Intercontinental | 4865270 | 73958.8 | 65.7835 | 144 | 3778 | 0 | 681.75 | 4228020 | 637246 | 0 | 0 | 0 | 411.964 | 1151540 | 80517.1 | 1591590 | 0 | 104516 | 0 | 187412 | 1214650 | 501746 | 85.3035 | 0 | 0 | 33221 | 0 |  | 337483 | 23597.2 | 364308 | 0 | 594.444 | 0 | 344.444 | 355978 | 147047 | 25 | 0 | 0 | 9736.11 | 0 | 0 | 0 | 3485.89 | 0 | 1025.07 | 0 | 1862.73 | 0 | 0 | 0 | 0 | 0 | 0 | 0 | 1151540 | 1220250 | 104557 | 651627 | 1771700 | 9862.26 | 48640.2 | 393115 | 755981 | 1129790 | 59724.7 | 71687.2 | 1297480 | 381729 | 388464 | 965456
PrimarySchool | 2 - Prototype-NewHvacLoadsConstSch | run/Prototype Row B_0927_2004_2A/datapoint_59c942f553ff6b03c8620195 | Houston Bush Intercontinental | 4906740 | 73958.8 | 66.3441 | 217.75 | 3461 | 0 | 667 | 4175020 | 731715 | 0 | 0 | 0 | 401.652 | 1151540 | 175830 | 1591590 | 0 | 134230 | 0 | 252707 | 1111420 | 457729 | 28.4345 | 0 | 0 | 31647.6 | 0 |  | 337483 | 51530.6 | 364308 | 0 | 594.444 | 0 | 502.778 | 325725 | 134147 | 8.3333 | 0 | 0 | 9275 | 0 | 0 | 0 | 3485.89 | 0 | 1322.27 | 0 | 2510.4 | 0 | 0 | 0 | 0 | 0 | 0 | 0 | 1151540 | 1220250 | 104557 | 654590 | 1635600 | 25581.5 | 29202.2 | 397665 | 772343 | 1141780 | 80725.5 | 95548.2 | 1669760 | 370983 | 357492 | 941126
PrimarySchool | 3b - Typical-Bar-Sliced | run/Prototype Row B_0927_2004_2A/datapoint_59c9430753ff6b03c86201a5 | Houston Bush Intercontinental | 5206500 | 73989 | 70.3686 | 722 | 3583.75 | 0 | 802.25 | 4395230 | 811275 | 0 | 0 | 0 | 405.193 | 1151990 | 175545 | 1591180 | 0 | 106971 | 0 | 359204 | 1131040 | 642535 | 28.4345 | 0 | 0 | 48006.9 | 0 |  | 337614 | 51447.2 | 364356 | 0 | 0 | 0 | 836.111 | 331475 | 188308 | 8.3333 | 0 | 0 | 14069.4 | 0 | 0 | 0 | 3480.11 | 0 | 1069.91 | 0 | 3564.2 | 0 | 0 | 0 | 0 | 0 | 0 | 0 | 1151990 | 1220440 | 104383 | 645545 | 1484390 | 25348.9 | 92711 | 372154 | 741319 | 1084640 | 71604.4 | 167158 | 1762906 | 340261 | 295363 | 885241
PrimarySchool | 4b - Typical-Bar-Blend | run/Prototype Row B_0927_2004_2A/datapoint_59c9431053ff6b03c86201b5 | Houston Bush Intercontinental | 5009840 | 73989 | 67.7106 | 372.75 | 1327.5 | 0.25 | 618.25 | 4279470 | 730369 | 0 | 0 | 0 | 379.637 | 1151990 | 175545 | 1591180 | 0 | 106980 | 0 | 276611 | 1001660 | 622725 | 28.4345 | 0 | 0 | 83133 | 0 |  | 337614 | 51447.2 | 364356 | 0 | 0 | 0 | 341.667 | 293558 | 182503 | 8.3333 | 0 | 0 | 24363.9 | 0 | 0 | 0 | 3480.11 | 0 | 1070.01 | 0 | 2754.98 | 0 | 0 | 0 | 0 | 0 | 0 | 0 | 1151990 | 1220440 | 104383 | 647889 | 1434780 | 25432.9 | 92922.9 | 370484 | 738772 | 1081870 | 75116.7 | 155890 | 1765760 | 338893 | 290384 | 880720
PrimarySchool | 4c - Typical-Urban-Blend | run/Prototype Row B_0927_2004_2A/datapoint_59c9432b53ff6b03c86201c7 | Houston Bush Intercontinental | 3961190 | 73963.6 | 53.556 | 61.75 | 928.25 | 0 | 709.25 | 3416720 | 544474 | 0 | 0 | 0 | 277.009 | 1036310 | 130732 | 1590620 | 0 | 104175 | 0 | 92469 | 622583 | 384255 | 28.4345 | 0 | 0 | 0 | 0 |  | 303714 | 38313.9 | 364228 | 0 | 0 | 0 | 0 | 182461 | 112614 | 8.3333 | 0 | 0 | 0 | 0 | 0 | 0 | 3478.88 | 0 | 1041.95 | 0 | 924.869 | 0 | 0 | 0 | 0 | 0 | 0 | 0 | 1036310 | 1220020 | 104348 | 638089 | 928449 | 13348.9 | 67417.8 | 409540 | 606242 | 687817 | 43142.3 | 739.322 | 1749320 | 376098 | 214033 | 703084
PrimarySchool | 4d - Prototype-Prototype-Blend | run/Prototype Row B_0927_2004_2A/datapoint_59c991be45b421004abe3aa8 | Houston Bush Intercontinental | 4874020 | 73958.8 | 65.9018 | 177.5 | 1560.75 | 0.25 | 779.5 | 4094390 | 779627 | 0 | 0 | 0 | 386.541 | 1151540 | 175830 | 1591590 | 0 | 134230 | 0 | 300231 | 1112620 | 407931 | 28.4345 | 0 | 0 | 0 | 0 |  | 337483 | 51530.6 | 364308 | 0 | 594.444 | 0 | 388.889 | 326078 | 119553 | 8.3333 | 0 | 0 | 0 | 0 | 0 | 0 | 3485.89 | 0 | 1322.27 | 0 | 2989.61 | 0 | 0 | 0 | 0 | 0 | 0 | 0 | 1151540 | 1220250 | 104557 | 656765 | 1775520 | 25509 | 29605.7 | 398740 | 773918 | 1140620 | 79720 | 106509 | 1699300 | 367164 | 348659 | 937679
[17 empty] | 0 | 95312.9 | 0 | 0 | 29781 | 64906.5 | 236774 | 351290 | 185156 | 1071.0355 | 0 | 0 | 3582.8 | 0 | 17.21%
PrimarySchool | 0 - Prototype¦1 - Prototype-NewHvac |  | Houston Bush Intercontinental | 759130 | 0 | 10.2643 | 149.5 | 1628.25 | 2.25 | 654.75 | 455960 | 303169 | 0 | 0 | 0 | 6.106 | 0% | 0% | 0% | 0% | 0.001191% | 1.154% | 5.371% | 4.41% | 2.509% | 0.01803% | 0% | 0% | 0.03573% | 0% | 13.5% | 0 | 0 | 0 | 0 | 0 | 19022.2 | 344.444 | 72700 | 41364 | 297.222 | 0 | 0 | 588.89 | 0 | 0 | 0 | 0 | 0 | 0.66 | 0 | 3033.03 | 0 | 0 | 0 | 0 | 0 | 0 | 0 | 0 | 0 | 0 | 2450 | 150300 | 2813.94 | 6053.5 | 3158 | 11256 | 7830 | 4026.7 | 69301.8 | 150760 | 7486 | 22335 | 15288
PrimarySchool | 1 - Prototype-NewHvac¦2 - Prototype-NewHvacLoadsConstSch |  | Houston Bush Intercontinental | 41470 | 0 | 0.5606 | 73.75 | 317 | 0 | 14.75 | 53000 | 94469 | 0 | 0 | 0 | 10.312 | 0% | 1.959% | 0% | 0% | 0.6107% | 0% | 1.342% | 2.122% | 0.9047% | 0.001169% | 0% | 0% | 0.03234% | 0% | 6.972% | 0 | 27933.4 | 0 | 0 | 0 | 0 | 158.334 | 30253 | 12900 | 16.6667 | 0 | 0 | 461.11 | 0 | 0 | 0 | 0 | 0 | 297.2 | 0 | 647.67 | 0 | 0 | 0 | 0 | 0 | 0 | 0 | 0 | 0 | 0 | 2963 | 136100 | 15719.24 | 19438 | 4550 | 16362 | 11990 | 21000.8 | 23861 | 372280 | 10746 | 30972 | 24330
PrimarySchool | 2 - Prototype-NewHvacLoadsConstSch¦3b - Typical-Bar-Sliced |  | Houston Bush Intercontinental | 299760 | 30.2 | 4.0245 | 504.25 | 122.75 | 0 | 135.25 | 220210 | 79560 | 0 | 0 | 0 | 3.541 | 0.009171% | 0.005808% | 0.008356% | 0% | 0.5555% | 0% | 2.17% | 0.3999% | 3.766% | 0% | 0% | 0% | 0.3334% | 0% | 7.249% | 131 | 83.4 | 48 | 0 | 594.444 | 0 | 333.333 | 5750 | 54161 | 0 | 0 | 0 | 4794.4 | 0 | 0 | 0 | 5.78 | 0 | 252.36 | 0 | 1053.8 | 0 | 0 | 0 | 0 | 0 | 0 | 0 | 450 | 190 | 174 | 9045 | 151210 | 232.6 | 63508.8 | 25511 | 31024 | 57140 | 9121.1 | 71609.8 | 93146 | 30722 | 62129 | 55885
PrimarySchool | 2 - Prototype-NewHvacLoadsConstSch¦4b - Typical-Bar-Blend |  | Houston Bush Intercontinental | 103100 | 30.2 | 1.3665 | 155 | 2133.5 | 0.25 | 48.75 | 104450 | 1346 | 0 | 0 | 0 | 22.015 | 0.009171% | 0.005808% | 0.008356% | 0% | 0.5554% | 0% | 0.4872% | 2.237% | 3.363% | 0% | 0% | 0% | 1.049% | 0% | 7.715% | 131 | 83.4 | 48 | 0 | 594.444 | 0 | 161.111 | 32167 | 48356 | 0 | 0 | 0 | 15088.9 | 0 | 0 | 0 | 5.78 | 0 | 252.26 | 0 | 244.58 | 0 | 0 | 0 | 0 | 0 | 0 | 0 | 450 | 190 | 174 | 6701 | 200820 | 148.6 | 63720.7 | 27181 | 33571 | 59910 | 5608.8 | 60341.8 | 96000 | 32090 | 67108 | 60406
PrimarySchool | 2 - Prototype-NewHvacLoadsConstSch¦4c - Typical-Urban-Blend |  | Houston Bush Intercontinental | 945550 | 4.8 | 12.7881 | 156 | 2532.75 | 0 | 42.25 | 758300 | 187241 | 0 | 0 | 0 | 124.643 | 2.348% | 0.9191% | 0.01977% | 0% | 0.6125% | 0% | 3.266% | 9.963% | 1.497% | 0% | 0% | 0% | 0.645% | 0% | 19.27% | 33769 | 13216.7 | 80 | 0 | 594.444 | 0 | 502.778 | 143264 | 21533 | 0 | 0 | 0 | 9275 | 0 | 0 | 0 | 7.01 | 0 | 280.32 | 0 | 1585.531 | 0 | 0 | 0 | 0 | 0 | 0 | 0 | 115230 | 230 | 209 | 16501 | 707151 | 12232.6 | 38215.6 | 11875 | 166101 | 453963 | 37583.2 | 94808.878 | 79560 | 5115 | 143459 | 238042
PrimarySchool | 2 - Prototype-NewHvacLoadsConstSch¦4d - Prototype-Prototype-Blend |  | Houston Bush Intercontinental | 32720 | 0 | 0.4423 | 40.25 | 1900.25 | 0.25 | 112.5 | 80630 | 47912 | 0 | 0 | 0 | 15.111 | 0% | 0% | 0% | 0% | 0% | 0% | 0.9685% | 0.02446% | 1.015% | 0% | 0% | 0% | 0.645% | 0% | 2.653% | 0 | 0 | 0 | 0 | 0 | 0 | 113.889 | 353 | 14594 | 0 | 0 | 0 | 9275 | 0 | 0 | 0 | 0 | 0 | 0 | 0 | 479.21 | 0 | 0 | 0 | 0 | 0 | 0 | 0 | 0 | 0 | 0 | 2175 | 139920 | 72.5 | 403.5 | 1075 | 1575 | 1160 | 1005.5 | 10960.8 | 29540 | 3819 | 8833 | 3447
FullServiceRestaurant | 0 - Prototype | run/Prototype Row B_0927_2004_2A/datapoint_59c942e553ff6b03c8620176 | Houston Bush Intercontinental | 2228690 | 5501.97 | 405.071 | 12.75 | 347.5 | 0 | 40.5 | 1388430 | 840259 | 0 | 0 | 0 | 97.4519 | 176995 | 55030.3 | 881915 | 0 | 191099 | 44092.5 | 205942 | 266450 | 406917 | 246.432 | 0 | 0 | 0 | 0 |  | 51872.2 | 16127.8 | 127972 | 0 | 594.444 | 12922.2 | 0 | 78088.9 | 119256 | 72.2222 | 0 | 0 | 0 | 0 | 0 | 0 | 4453.42 | 0 | 1891.07 | 0 | 2059.81 | 0 | 0 | 0 | 0 | 0 | 0 | 0 | 176999 | 381251 | 133576 | 211242 | 533833 | 20441.5 | 249.2 | 56740.1 | 55200.6 | 73692.8 | 69221.9 | 40317.4 | 122222 | 58158.3 | 22018.6 | 67928
FullServiceRestaurant | 1 - Prototype-NewHvac | run/Prototype Row B_0927_2004_2A/datapoint_59c942ed53ff6b03c8620186 | Houston Bush Intercontinental | 2279080 | 5501.97 | 414.23 | 34.25 | 605.25 | 20.25 | 218.75 | 1503110 | 775968 | 0 | 0 | 0 | 101.549 | 176995 | 55030.3 | 881915 | 0 | 191099 | 0 | 141651 | 328371 | 503774 | 246.432 | 0 | 0 | 0 | 0 |  | 51872.2 | 16127.8 | 127972 | 0 | 594.444 | 0 | 0 | 96236.1 | 147642 | 72.2222 | 0 | 0 | 0 | 0 | 0 | 0 | 4453.42 | 0 | 1891.07 | 0 | 1416.79 | 0 | 0 | 0 | 0 | 0 | 0 | 0 | 176999 | 381251 | 133576 | 210659 | 662839 | 20323.2 | 82 | 56507 | 54988.3 | 73499.1 | 70815.3 | 17503.3 | 129709 | 59034.2 | 22739.8 | 68224.9
FullServiceRestaurant | 2 - Prototype-NewHvacLoadsConstSch | run/Prototype Row B_0927_2004_2A/datapoint_59c942f553ff6b03c8620196 | Houston Bush Intercontinental | 1764840 | 5501.97 | 320.764 | 16 | 630.75 | 1.5 | 166.75 | 1082350 | 682485 | 0 | 0 | 0 | 72.6006 | 176995 | 58262.3 | 841036 | 0 | 208548 | 0 | 30718.8 | 215079 | 185621 | 0 | 0 | 0 | 48575.6 | 0 |  | 51872.2 | 17075 | 115992 | 0 | 594.444 | 0 | 0 | 63033.3 | 54400 | 0 | 0 | 0 | 14236.1 | 0 | 0 | 0 | 4453.42 | 0 | 2065.6 | 0 | 307.247 | 0 | 0 | 0 | 0 | 0 | 0 | 0 | 176999 | 340373 | 133576 | 208557 | 331152 | 2717.18 | 32.5 | 56140.8 | 55017.6 | 72367.5 | 9312.87 | 866.291 | 185239 | 60251.6 | 23321 | 70743.8
FullServiceRestaurant | 3b - Typical-Bar-Sliced | run/Prototype Row B_0927_2004_2A/datapoint_59c9430753ff6b03c86201a6 | Houston Bush Intercontinental | 1910700 | 5500.04 | 347.397 | 93.5 | 1082.75 | 54 | 824.5 | 1100820 | 809881 | 0 | 0 | 0 | 76.1997 | 176929 | 58243.4 | 840903 | 0 | 183308 | 0 | 181450 | 297510 | 172342 | 0 | 0 | 0 | 0 | 0 |  | 51852.8 | 17069.4 | 115967 | 0 | 0 | 0 | 27.7778 | 87191.7 | 50508.3 | 0 | 0 | 0 | 0 | 0 | 0 | 0 | 4452.95 | 0 | 1833.43 | 0 | 1813.9 | 0 | 0 | 0 | 0 | 0 | 0 | 0 | 176928 | 340296 | 133563 | 209987 | 437156 | 2698.86 | 1756.4 | 54805 | 47972.5 | 65138.9 | 8409.6 | 43714.7 | 216660 | 59132.8 | 22169.1 | 64463.3
FullServiceRestaurant | 4b - Typical-Bar-Blend | run/Prototype Row B_0927_2004_2A/datapoint_59c9431053ff6b03c86201b6 | Houston Bush Intercontinental | 1870520 | 5500.04 | 340.092 | 99 | 1068.5 | 45 | 771 | 1101930 | 768585 | 0 | 0 | 0 | 76.4262 | 176929 | 58243.4 | 840903 | 0 | 183308 | 0 | 140078 | 302581 | 168474 | 0 | 0 | 0 | 0 | 0 |  | 51852.8 | 17069.4 | 115967 | 0 | 0 | 0 | 2.7778 | 88677.8 | 49375 | 0 | 0 | 0 | 0 | 0 | 0 | 0 | 4452.95 | 0 | 1833.43 | 0 | 1400.95 | 0 | 0 | 0 | 0 | 0 | 0 | 0 | 176928 | 340296 | 133563 | 209359 | 478282 | 3171.35 | 889.5 | 55397.4 | 49496.1 | 65189.5 | 8006.27 | 37126.6 | 212298 | 57699.7 | 21496.4 | 64268.4
FullServiceRestaurant | 4c - Typical-Urban-Blend | run/Prototype Row B_0927_2004_2A/datapoint_59c9432b53ff6b03c86201c8 | Houston Bush Intercontinental | 1583090 | 5502.3 | 287.715 | 80.75 | 293.75 | 25 | 191.25 | 913269 | 669822 | 0 | 0 | 0 | 61.3692 | 81540.7 | 35107.1 | 841254 | 0 | 182531 | 0 | 41931.4 | 244783 | 155954 | 0 | 0 | 0 | 0 | 0 |  | 23897.2 | 10288.9 | 116017 | 0 | 0 | 0 | 8.3333 | 71738.9 | 45705.6 | 0 | 0 | 0 | 0 | 0 | 0 | 0 | 4454.75 | 0 | 1825.66 | 0 | 419.111 | 0 | 0 | 0 | 0 | 0 | 0 | 0 | 81537.7 | 340437 | 133618 | 205789 | 268867 | 1788.23 | 1601.9 | 46455.3 | 76089.2 | 63175.5 | 4679.62 | 20686.9 | 220613 | 49607.6 | 28470.1 | 62441.9
FullServiceRestaurant | 4d - Prototype-Prototype-Blend | run/Prototype Row B_0927_2004_2A/datapoint_59c991be45b421004abe3aa9 | Houston Bush Intercontinental | 1937720 | 5501.97 | 352.186 | 3.25 | 598.5 | 0 | 241.5 | 1222180 | 715536 | 0 | 0 | 0 | 80.9312 | 176995 | 58262.3 | 841036 | 0 | 208548 | 0 | 63769.1 | 334219 | 254887 | 0 | 0 | 0 | 0 | 0 |  | 51872.2 | 17075 | 115992 | 0 | 594.444 | 0 | 0 | 97950 | 74700 | 0 | 0 | 0 | 0 | 0 | 0 | 0 | 4453.42 | 0 | 2065.6 | 0 | 637.814 | 0 | 0 | 0 | 0 | 0 | 0 | 0 | 176999 | 340373 | 133576 | 208569 | 564592 | 3202.51 | 35.5 | 57392.8 | 54740.1 | 72678.6 | 8703.34 | 11.7394 | 174036 | 58218.1 | 23720.4 | 70205.8
[17 empty] | 0 | 3232 | 40879 | 0 | 17449 | 44092.5 | 175223.2 | 51371 | 221296 | 246.432 | 0 | 0 | 48575.6 | 0 | 27.03%
FullServiceRestaurant | 0 - Prototype¦1 - Prototype-NewHvac |  | Houston Bush Intercontinental | 50390 | 0 | 9.159 | 21.5 | 257.75 | 20.25 | 178.25 | 114680 | 64291 | 0 | 0 | 0 | 4.0971 | 0% | 0% | 0% | 0% | 0% | 1.978% | 2.885% | 2.778% | 4.346% | 0% | 0% | 0% | 0% | 0% | 11.99% | 0 | 0 | 0 | 0 | 0 | 12922.2 | 0 | 18147.2 | 28386 | 0 | 0 | 0 | 0 | 0 | 0 | 0 | 0 | 0 | 0 | 0 | 643.02 | 0 | 0 | 0 | 0 | 0 | 0 | 0 | 0 | 0 | 0 | 583 | 129006 | 118.3 | 167.2 | 233.1 | 212.3 | 193.7 | 1593.4 | 22814.1 | 7487 | 875.9 | 721.2 | 296.9
FullServiceRestaurant | 1 - Prototype-NewHvac¦2 - Prototype-NewHvacLoadsConstSch |  | Houston Bush Intercontinental | 514240 | 0 | 93.466 | 18.25 | 25.5 | 18.75 | 52 | 420760 | 93483 | 0 | 0 | 0 | 28.9484 | 0% | 0.1418% | 1.794% | 0% | 0.7656% | 0% | 4.867% | 4.971% | 13.96% | 0.01081% | 0% | 0% | 2.131% | 0% | 28.64% | 0 | 947.2 | 11980 | 0 | 0 | 0 | 0 | 33202.8 | 93242 | 72.2222 | 0 | 0 | 14236.1 | 0 | 0 | 0 | 0 | 0 | 174.53 | 0 | 1109.543 | 0 | 0 | 0 | 0 | 0 | 0 | 0 | 0 | 40878 | 0 | 2102 | 331687 | 17606.02 | 49.5 | 366.2 | 29.3 | 1131.6 | 61502.43 | 16637.009 | 55530 | 1217.4 | 581.2 | 2518.9
FullServiceRestaurant | 2 - Prototype-NewHvacLoadsConstSch¦3b - Typical-Bar-Sliced |  | Houston Bush Intercontinental | 145860 | 1.93 | 26.633 | 77.5 | 452 | 52.5 | 657.75 | 18470 | 127396 | 0 | 0 | 0 | 3.5991 | 0.00374% | 0.001071% | 0.007536% | 0% | 1.43% | 0% | 8.541% | 4.671% | 0.7524% | 0% | 0% | 0% | 2.752% | 0% | 18.16% | 19.4 | 5.6 | 25 | 0 | 594.444 | 0 | 27.7778 | 24158.4 | 3891.7 | 0 | 0 | 0 | 14236.1 | 0 | 0 | 0 | 0.47 | 0 | 232.17 | 0 | 1506.653 | 0 | 0 | 0 | 0 | 0 | 0 | 0 | 71 | 77 | 13 | 1430 | 106004 | 18.32 | 1723.9 | 1335.8 | 7045.1 | 7228.6 | 903.27 | 42848.409 | 31421 | 1118.8 | 1151.9 | 6280.5
FullServiceRestaurant | 2 - Prototype-NewHvacLoadsConstSch¦4b - Typical-Bar-Blend |  | Houston Bush Intercontinental | 105680 | 1.93 | 19.328 | 83 | 437.75 | 43.5 | 604.25 | 19580 | 86100 | 0 | 0 | 0 | 3.8256 | 0.00374% | 0.001071% | 0.007536% | 0% | 1.43% | 0% | 6.197% | 4.958% | 0.9716% | 0% | 0% | 0% | 2.752% | 0% | 16.32% | 19.4 | 5.6 | 25 | 0 | 594.444 | 0 | 2.7778 | 25644.5 | 5025 | 0 | 0 | 0 | 14236.1 | 0 | 0 | 0 | 0.47 | 0 | 232.17 | 0 | 1093.703 | 0 | 0 | 0 | 0 | 0 | 0 | 0 | 71 | 77 | 13 | 802 | 147130 | 454.17 | 857 | 743.4 | 5521.5 | 7178 | 1306.6 | 36260.309 | 27059 | 2551.9 | 1824.6 | 6475.4
FullServiceRestaurant | 2 - Prototype-NewHvacLoadsConstSch¦4c - Typical-Urban-Blend |  | Houston Bush Intercontinental | 181750 | 0.33 | 33.049 | 64.75 | 337 | 23.5 | 24.5 | 169081 | 12663 | 0 | 0 | 0 | 11.2314 | 5.409% | 1.312% | 0.01235% | 0% | 1.474% | 0% | 0.6353% | 1.683% | 1.681% | 0% | 0% | 0% | 2.752% | 0% | 14.96% | 27975 | 6786.1 | 25 | 0 | 594.444 | 0 | 8.3333 | 8705.6 | 8694.4 | 0 | 0 | 0 | 14236.1 | 0 | 0 | 0 | 1.33 | 0 | 239.94 | 0 | 111.864 | 0 | 0 | 0 | 0 | 0 | 0 | 0 | 95461.3 | 64 | 42 | 2768 | 62285 | 928.95 | 1569.4 | 9685.5 | 21071.6 | 9192 | 4633.25 | 19820.609 | 35374 | 10644 | 5149.1 | 8301.9
FullServiceRestaurant | 2 - Prototype-NewHvacLoadsConstSch¦4d - Prototype-Prototype-Blend |  | Houston Bush Intercontinental | 172880 | 0 | 31.422 | 12.75 | 32.25 | 1.5 | 74.75 | 139830 | 33051 | 0 | 0 | 0 | 8.3306 | 0% | 0% | 0% | 0% | 0% | 0% | 1.873% | 6.751% | 3.925% | 0% | 0% | 0% | 2.752% | 0% | 15.3% | 0 | 0 | 0 | 0 | 0 | 0 | 0 | 34916.7 | 20300 | 0 | 0 | 0 | 14236.1 | 0 | 0 | 0 | 0 | 0 | 0 | 0 | 330.567 | 0 | 0 | 0 | 0 | 0 | 0 | 0 | 0 | 0 | 0 | 12 | 233440 | 485.33 | 3 | 1252 | 277.5 | 311.1 | 609.53 | 854.5516 | 11203 | 2033.5 | 399.4 | 538
QuickServiceRestaurant | 0 - Prototype | run/Prototype Row B_0927_2004_2A/datapoint_59c942e553ff6b03c862017c | Houston Bush Intercontinental | 1289500 | 2500.89 | 515.615 | 65.25 | 407 | 0 | 0.25 | 696551 | 592935 | 0 | 0 | 0 | 51.9796 | 71579.1 | 25960.7 | 714692 | 0 | 52594.4 | 45239.3 | 88080.6 | 120818 | 170522 | 0 | 0 | 0 | 0 | 0 |  | 20977.8 | 7608.33 | 76911.1 | 0 | 0 | 13258.3 | 0 | 35408.3 | 49975 | 0 | 0 | 0 | 0 | 0 | 0 | 0 | 4523.48 | 0 | 526.045 | 0 | 880.976 | 0 | 0 | 0 | 0 | 0 | 0 | 0 | 71580.5 | 215990 | 135679 | 69135 | 184951 | 26453.1 | 115.3 | 38962.7 | 30507.4 | 32881.1 | 59004.8 | 51561.8 | 62766.3 | 40498.8 | 12039.8 | 31133.7
QuickServiceRestaurant | 1 - Prototype-NewHvac | run/Prototype Row B_0927_2004_2A/datapoint_59c942ed53ff6b03c862018c | Houston Bush Intercontinental | 1293300 | 2500.89 | 517.135 | 85.75 | 564.25 | 29.5 | 176 | 716521 | 576775 | 0 | 0 | 0 | 50.4691 | 71579.1 | 25960.7 | 714692 | 0 | 52594.4 | 0 | 71910.9 | 153831 | 202729 | 0 | 0 | 0 | 0 | 0 |  | 20977.8 | 7608.33 | 76911.1 | 0 | 0 | 0 | 0 | 45083.3 | 59413.9 | 0 | 0 | 0 | 0 | 0 | 0 | 0 | 4523.48 | 0 | 526.045 | 0 | 719.248 | 0 | 0 | 0 | 0 | 0 | 0 | 0 | 71580.5 | 215990 | 135679 | 68883.3 | 227627 | 26425.4 | 37.3 | 38763.3 | 30382.9 | 32732 | 60086.6 | 44353.6 | 68578.3 | 41182.8 | 12428.4 | 31392.9
QuickServiceRestaurant | 2 - Prototype-NewHvacLoadsConstSch | run/Prototype Row B_0927_2004_2A/datapoint_59c942f553ff6b03c862019c | Houston Bush Intercontinental | 1066850 | 2500.89 | 426.59 | 33.25 | 643.25 | 4.25 | 205 | 524550 | 542313 | 0 | 0 | 0 | 35.7959 | 71579.1 | 33742.3 | 673813 | 0 | 58366.6 | 0 | 31676 | 111634 | 86042.8 | 0 | 0 | 0 | 0 | 0 |  | 20977.8 | 9888.89 | 64930.6 | 0 | 0 | 0 | 0 | 32716.7 | 25216.7 | 0 | 0 | 0 | 0 | 0 | 0 | 0 | 4523.48 | 0 | 583.778 | 0 | 316.822 | 0 | 0 | 0 | 0 | 0 | 0 | 0 | 71580.5 | 175112 | 135679 | 68149.1 | 187113 | 1738.99 | 13.9 | 38681.7 | 30361.5 | 32354.8 | 6422.47 | 3989.88 | 90881 | 41394.6 | 12574.3 | 32275.2
QuickServiceRestaurant | 3b - Typical-Bar-Sliced | run/Prototype Row B_0927_2004_2A/datapoint_59c9430753ff6b03c86201ac | Houston Bush Intercontinental | 1160260 | 2497.01 | 464.66 | 8.5 | 408 | 0 | 408 | 577666 | 582595 | 0 | 0 | 0 | 38.9883 | 71465.4 | 33685.4 | 672761 | 0 | 47950.1 | 0 | 83199.4 | 150220 | 100971 | 0 | 0 | 0 | 0 | 0 |  | 20944.4 | 9872.22 | 64830.6 | 0 | 0 | 0 | 30.5556 | 44025 | 29591.7 | 0 | 0 | 0 | 0 | 0 | 0 | 0 | 4516.37 | 0 | 479.593 | 0 | 831.112 | 0 | 0 | 0 | 0 | 0 | 0 | 0 | 71468.3 | 174838 | 135466 | 68227.6 | 192095 | 1734.52 | 1056.6 | 36291.3 | 31923.3 | 29520.4 | 5667.76 | 26457.6 | 98438.4 | 38337.6 | 15038.2 | 29373.2
QuickServiceRestaurant | 4b - Typical-Bar-Blend | run/Prototype Row B_0927_2004_2A/datapoint_59c9431053ff6b03c86201bc | Houston Bush Intercontinental | 1186980 | 2497.01 | 475.36 | 173.5 | 1163.5 | 41 | 913.5 | 602082 | 584898 | 0 | 0 | 0 | 41.3971 | 71465.4 | 33685.4 | 672761 | 0 | 47950.1 | 0 | 85512.1 | 172891 | 102705 | 0 | 0 | 0 | 0 | 0 |  | 20944.4 | 9872.22 | 64830.6 | 0 | 0 | 0 | 36.1111 | 50669.4 | 30100 | 0 | 0 | 0 | 0 | 0 | 0 | 0 | 4516.37 | 0 | 479.593 | 0 | 854.053 | 0 | 0 | 0 | 0 | 0 | 0 | 0 | 71468.3 | 174838 | 135466 | 68293.8 | 223838 | 2186.24 | 629.8 | 36753.1 | 33311.6 | 29499.5 | 5348.9 | 27797.2 | 95927.5 | 38334.5 | 14499.1 | 29166.6
QuickServiceRestaurant | 4c - Typical-Urban-Blend | run/Prototype Row B_0927_2004_2A/datapoint_59c9432b53ff6b03c86201ce | Houston Bush Intercontinental | 951116 | 2500.99 | 380.295 | 169 | 326 | 31.75 | 171.75 | 441882 | 509243 | 0 | 0 | 0 | 29.4363 | 37609.4 | 22027.3 | 673851 | 0 | 46386.2 | 0 | 10596.6 | 109245 | 51409.6 | 0 | 0 | 0 | 0 | 0 |  | 11022.2 | 6455.56 | 64933.3 | 0 | 0 | 0 | 5.5556 | 32016.7 | 15066.7 | 0 | 0 | 0 | 0 | 0 | 0 | 0 | 4523.76 | 0 | 463.951 | 0 | 105.797 | 0 | 0 | 0 | 0 | 0 | 0 | 0 | 37613.9 | 175120 | 135685 | 67362 | 97320.7 | 1235.17 | 512.9 | 30376.3 | 50490.8 | 28298.8 | 3182.51 | 2673.28 | 114804 | 33504.3 | 19812.9 | 28915.4
QuickServiceRestaurant | 4d - Prototype-Prototype-Blend | run/Prototype Row B_0927_2004_2A/datapoint_59c991be45b421004abe3aaf | Houston Bush Intercontinental | 1105790 | 2500.89 | 442.159 | 21 | 622.5 | 1.25 | 212.5 | 575562 | 530228 | 0 | 0 | 0 | 38.7131 | 71579.1 | 33742.3 | 673813 | 0 | 58366.6 | 0 | 19600.9 | 146940 | 101748 | 0 | 0 | 0 | 0 | 0 |  | 20977.8 | 9888.89 | 64930.6 | 0 | 0 | 0 | 0 | 43063.9 | 29819.4 | 0 | 0 | 0 | 0 | 0 | 0 | 0 | 4523.48 | 0 | 583.778 | 0 | 196.046 | 0 | 0 | 0 | 0 | 0 | 0 | 0 | 71580.5 | 175112 | 135679 | 68025.2 | 216551 | 2217.56 | 16.8 | 39459.3 | 30228.8 | 32676 | 5943.26 | 846.435 | 80124.6 | 40223.2 | 13140.4 | 31711.1
[17 empty] | 0 | 7781.6 | 40879 | 0 | 5772.2 | 45239.3 | 56404.6 | 9184 | 84479.2 | 0 | 0 | 0 | 0 | 0 | 19.37%
QuickServiceRestaurant | 0 - Prototype¦1 - Prototype-NewHvac |  | Houston Bush Intercontinental | 3800 | 0 | 1.52 | 20.5 | 157.25 | 29.5 | 175.75 | 19970 | 16160 | 0 | 0 | 0 | 1.5105 | 0% | 0% | 0% | 0% | 0% | 3.508% | 1.254% | 2.56% | 2.498% | 0% | 0% | 0% | 0% | 0% | 9.82% | 0 | 0 | 0 | 0 | 0 | 13258.3 | 0 | 9675 | 9438.9 | 0 | 0 | 0 | 0 | 0 | 0 | 0 | 0 | 0 | 0 | 0 | 161.728 | 0 | 0 | 0 | 0 | 0 | 0 | 0 | 0 | 0 | 0 | 251.7 | 42676 | 27.7 | 78 | 199.4 | 124.5 | 149.1 | 1081.8 | 7208.2 | 5812 | 684 | 388.6 | 259.2
QuickServiceRestaurant | 1 - Prototype-NewHvac¦2 - Prototype-NewHvacLoadsConstSch |  | Houston Bush Intercontinental | 226450 | 0 | 90.545 | 52.5 | 79 | 25.25 | 29 | 191971 | 34462 | 0 | 0 | 0 | 14.6732 | 0% | 0.6017% | 3.161% | 0% | 0.4463% | 0% | 3.111% | 3.263% | 9.022% | 0% | 0% | 0% | 0% | 0% | 19.6% | 0 | 2280.56 | 11980.5 | 0 | 0 | 0 | 0 | 12366.6 | 34197.2 | 0 | 0 | 0 | 0 | 0 | 0 | 0 | 0 | 0 | 57.733 | 0 | 402.426 | 0 | 0 | 0 | 0 | 0 | 0 | 0 | 0 | 40878 | 0 | 734.2 | 40514 | 24686.41 | 23.4 | 81.6 | 21.4 | 377.2 | 53664.13 | 40363.72 | 22302.7 | 211.8 | 145.9 | 882.3
QuickServiceRestaurant | 2 - Prototype-NewHvacLoadsConstSch¦3b - Typical-Bar-Sliced |  | Houston Bush Intercontinental | 93410 | 3.88 | 38.07 | 24.75 | 235.25 | 4.25 | 203 | 53116 | 40282 | 0 | 0 | 0 | 3.1924 | 0.01066% | 0.005333% | 0.09861% | 0% | 0.9764% | 0% | 4.829% | 3.617% | 1.399% | 0% | 0% | 0% | 0% | 0% | 10.94% | 33.4 | 16.67 | 100 | 0 | 0 | 0 | 30.5556 | 11308.3 | 4375 | 0 | 0 | 0 | 0 | 0 | 0 | 0 | 7.11 | 0 | 104.185 | 0 | 514.29 | 0 | 0 | 0 | 0 | 0 | 0 | 0 | 112.2 | 274 | 213 | 78.5 | 4982 | 4.47 | 1042.7 | 2390.4 | 1561.8 | 2834.4 | 754.71 | 22467.72 | 7557.4 | 3057 | 2463.9 | 2902
QuickServiceRestaurant | 2 - Prototype-NewHvacLoadsConstSch¦4b - Typical-Bar-Blend |  | Houston Bush Intercontinental | 120130 | 3.88 | 48.77 | 140.25 | 520.25 | 36.75 | 708.5 | 77532 | 42585 | 0 | 0 | 0 | 5.6012 | 0.01066% | 0.005333% | 0.09861% | 0% | 0.9764% | 0% | 5.046% | 5.742% | 1.562% | 0% | 0% | 0% | 0% | 0% | 13.44% | 33.4 | 16.67 | 100 | 0 | 0 | 0 | 36.1111 | 17952.7 | 4883.3 | 0 | 0 | 0 | 0 | 0 | 0 | 0 | 7.11 | 0 | 104.185 | 0 | 537.231 | 0 | 0 | 0 | 0 | 0 | 0 | 0 | 112.2 | 274 | 213 | 144.7 | 36725 | 447.25 | 615.9 | 1928.6 | 2950.1 | 2855.3 | 1073.57 | 23807.32 | 5046.5 | 3060.1 | 1924.8 | 3108.6
QuickServiceRestaurant | 2 - Prototype-NewHvacLoadsConstSch¦4c - Typical-Urban-Blend |  | Houston Bush Intercontinental | 115734 | 0.1 | 46.295 | 135.75 | 317.25 | 27.5 | 33.25 | 82668 | 33070 | 0 | 0 | 0 | 6.3596 | 3.184% | 1.098% | 0.003562% | 0% | 1.123% | 0% | 1.976% | 0.2239% | 3.246% | 0% | 0% | 0% | 0% | 0% | 10.85% | 9955.6 | 3433.33 | 2.7 | 0 | 0 | 0 | 5.5556 | 700 | 10150 | 0 | 0 | 0 | 0 | 0 | 0 | 0 | 0.28 | 0 | 119.827 | 0 | 211.025 | 0 | 0 | 0 | 0 | 0 | 0 | 0 | 33966.6 | 8 | 6 | 787.1 | 89792.3 | 503.82 | 499 | 8305.4 | 20129.3 | 4056 | 3239.96 | 1316.6 | 23923 | 7890.3 | 7238.6 | 3359.8
QuickServiceRestaurant | 2 - Prototype-NewHvacLoadsConstSch¦4d - Prototype-Prototype-Blend |  | Houston Bush Intercontinental | 38940 | 0 | 15.569 | 12.25 | 20.75 | 3 | 7.5 | 51012 | 12085 | 0 | 0 | 0 | 2.9172 | 0% | 0% | 0% | 0% | 0% | 0% | 1.132% | 3.309% | 1.472% | 0% | 0% | 0% | 0% | 0% | 5.913% | 0 | 0 | 0 | 0 | 0 | 0 | 0 | 10347.2 | 4602.7 | 0 | 0 | 0 | 0 | 0 | 0 | 0 | 0 | 0 | 0 | 0 | 120.776 | 0 | 0 | 0 | 0 | 0 | 0 | 0 | 0 | 0 | 0 | 123.9 | 29438 | 478.57 | 2.9 | 777.6 | 132.7 | 321.2 | 479.21 | 3143.445 | 10756.4 | 1171.4 | 566.1 | 564.1
SmallOffice | 0 - Prototype | run/Prototype Row B_0927_2004_2A/datapoint_59c942e553ff6b03c8620182 | Houston Bush Intercontinental | 225135 | 5502.08 | 40.9182 | 2.25 | 122.5 | 2.25 | 43.75 | 225050 | 94.7817 | 0 | 0 | 0 | 22.2902 | 68460.8 | 24339.9 | 50983.1 | 0 | 17070.2 | 0 | 1592.33 | 40528.7 | 22169.4 | 0 | 0 | 0 | 0 | 0 |  | 20063.9 | 7133.33 | 14941.7 | 0 | 5002.78 | 0 | 438.889 | 11877.8 | 6497.22 | 0 | 0 | 0 | 0 | 0 | 0 | 0 | 0 | 0 | 0 | 0 | 0.948 | 0 | 0 | 0 | 0 | 0 | 0 | 0 | 68456.7 | 50981.2 | 0 | 18863.5 | 28678.2 | 866.792 | 2866.7 | 78867.9 | 48367.9 | 96279.2 | 5951.65 | 2398.56 | 99314 | 77867.1 | 25560.1 | 83613.9
SmallOffice | 1 - Prototype-NewHvac | run/Prototype Row B_0927_2004_2A/datapoint_59c942ed53ff6b03c8620192 | Houston Bush Intercontinental | 266735 | 5502.08 | 48.4789 | 4.25 | 74 | 4.25 | 74 | 260536 | 6189.25 | 0 | 0 | 0 | 22.609 | 68460.8 | 24339.9 | 50983.1 | 0 | 17070.2 | 0 | 6284.03 | 44547.4 | 55058.7 | 0 | 0 | 0 | 0 | 0 |  | 20063.9 | 7133.33 | 14941.7 | 0 | 5002.78 | 0 | 27.7778 | 13055.6 | 16136.1 | 0 | 0 | 0 | 0 | 0 | 0 | 0 | 0 | 0 | 0 | 0 | 61.9044 | 0 | 0 | 0 | 0 | 0 | 0 | 0 | 68456.7 | 50981.2 | 0 | 18902.2 | 31627.2 | 735.089 | 4413.7 | 78798.7 | 48035.5 | 96168.4 | 6058.01 | 2836.76 | 102311 | 77940.5 | 25665.6 | 83693.7
SmallOffice | 2 - Prototype-NewHvacLoadsConstSch | run/Prototype Row B_0927_2004_2A/datapoint_59c942f553ff6b03c86201a2 | Houston Bush Intercontinental | 271114 | 5502.08 | 49.2747 | 6 | 47 | 6 | 47 | 259001 | 12113.1 | 0 | 0 | 0 | 22.3113 | 68460.8 | 29799.4 | 50983.1 | 0 | 19790.4 | 0 | 9516.08 | 40073.7 | 52499.6 | 0 | 0 | 0 | 0 | 0 |  | 20063.9 | 8733.33 | 14941.7 | 0 | 5002.78 | 0 | 33.3333 | 11744.4 | 15386.1 | 0 | 0 | 0 | 0 | 0 | 0 | 0 | 0 | 0 | 27.2076 | 0 | 94.0416 | 0 | 0 | 0 | 0 | 0 | 0 | 0 | 68456.7 | 50981.2 | 0 | 19054.1 | 29328.2 | 2457.78 | 3536.6 | 79144.5 | 49147.3 | 97027.5 | 8109.29 | 4387.06 | 125132 | 77288.5 | 23825.9 | 82185.7
SmallOffice | 3b - Typical-Bar-Sliced | run/Prototype Row B_0927_2004_2A/datapoint_59c9430753ff6b03c86201b2 | Houston Bush Intercontinental | 271606 | 5500.04 | 49.3827 | 13.25 | 15.75 | 13.25 | 15.75 | 257057 | 14549 | 0 | 0 | 0 | 22.9936 | 68432.4 | 29789.9 | 50964.1 | 0 | 2720.24 | 0 | 12075.2 | 47485.6 | 60148.5 | 0 | 0 | 0 | 0 | 0 |  | 20055.6 | 8730.56 | 14936.1 | 0 | 0 | 0 | 72.2222 | 13916.7 | 17627.8 | 0 | 0 | 0 | 0 | 0 | 0 | 0 | 0 | 0 | 27.2076 | 0 | 118.31 | 0 | 0 | 0 | 0 | 0 | 0 | 0 | 68431.2 | 50962.2 | 0 | 18802.5 | 29994.5 | 2230.77 | 8357.3 | 98006.4 | 41618.7 | 83364 | 7731.83 | 4769.86 | 125988 | 93605.4 | 16344.1 | 66878.7
SmallOffice | 4b - Typical-Bar-Blend | run/Prototype Row B_0927_2004_2A/datapoint_59c9431053ff6b03c86201c2 | Houston Bush Intercontinental | 271464 | 5500.04 | 49.3568 | 13.5 | 16.25 | 13.5 | 16.25 | 257143 | 14331 | 0 | 0 | 0 | 22.9295 | 68432.4 | 29789.9 | 50964.1 | 0 | 2720.24 | 0 | 11857.2 | 47296.1 | 60423.3 | 0 | 0 | 0 | 0 | 0 |  | 20055.6 | 8730.56 | 14936.1 | 0 | 0 | 0 | 72.2222 | 13861.1 | 17708.3 | 0 | 0 | 0 | 0 | 0 | 0 | 0 | 0 | 0 | 27.2076 | 0 | 116.13 | 0 | 0 | 0 | 0 | 0 | 0 | 0 | 68431.2 | 50962.2 | 0 | 18805.2 | 29967.9 | 2262.64 | 8603.7 | 98018 | 41675.3 | 83246.8 | 7682.79 | 4900.13 | 126955 | 93543.1 | 16184.9 | 66826.8
SmallOffice | 4c - Typical-Urban-Blend | run/Prototype Row B_0927_2004_2A/datapoint_59c9432b53ff6b03c86201d4 | Houston Bush Intercontinental | 190540 | 5501.97 | 34.6312 | 117 | 80 | 51.5 | 14.5 | 183289 | 7250.8 | 0 | 0 | 0 | 18.2375 | 61608.1 | 19297.6 | 50983.1 | 0 | 2597.02 | 0 | 4824.39 | 32197.3 | 19032.2 | 0 | 0 | 0 | 0 | 0 |  | 18055.6 | 5655.56 | 14941.7 | 0 | 0 | 0 | 52.7778 | 9436.11 | 5577.78 | 0 | 0 | 0 | 0 | 0 | 0 | 0 | 0 | 0 | 25.9752 | 0 | 46.452 | 0 | 0 | 0 | 0 | 0 | 0 | 0 | 61609.9 | 50980.2 | 0 | 18812.8 | 25722.4 | 1361.09 | 9201.3 | 81561.1 | 77008 | 52605.4 | 4023.92 | 1265 | 123744 | 71420.3 | 22923.4 | 52192.2
SmallOffice | 4d - Prototype-Prototype-Blend | run/Prototype Row B_0927_2004_2A/datapoint_59c991be45b421004abe3ab5 | Houston Bush Intercontinental | 270516 | 5502.08 | 49.1662 | 6 | 46.75 | 6 | 46.75 | 258460 | 12056.2 | 0 | 0 | 0 | 22.2508 | 68460.8 | 29799.4 | 50983.1 | 0 | 19790.4 | 0 | 9449.74 | 39884.1 | 52158.4 | 0 | 0 | 0 | 0 | 0 |  | 20063.9 | 8733.33 | 14941.7 | 0 | 5002.78 | 0 | 33.3333 | 11688.9 | 15286.1 | 0 | 0 | 0 | 0 | 0 | 0 | 0 | 0 | 0 | 27.2076 | 0 | 93.378 | 0 | 0 | 0 | 0 | 0 | 0 | 0 | 68456.7 | 50981.2 | 0 | 19054.5 | 29302.8 | 2462.5 | 3617 | 79185.3 | 49294.4 | 97122.5 | 8105.64 | 4371.35 | 125903 | 77250.5 | 23735 | 82039.2
[17 empty] | 0 | 5459.5 | 0 | 0 | 2720.2 | 0 | 7923.75 | 455 | 30330.2 | 0 | 0 | 0 | 0 | 0 | 20.83%
SmallOffice | 0 - Prototype¦1 - Prototype-NewHvac |  | Houston Bush Intercontinental | 41600 | 0 | 7.5607 | 2 | 48.5 | 2 | 30.25 | 35486 | 6094.4683 | 0 | 0 | 0 | 0.3188 | 0% | 0% | 0% | 0% | 0% | 0% | 2.084% | 1.785% | 14.61% | 0% | 0% | 0% | 0% | 0% | 18.48% | 0 | 0 | 0 | 0 | 0 | 0 | 411.1112 | 1177.8 | 9638.88 | 0 | 0 | 0 | 0 | 0 | 0 | 0 | 0 | 0 | 0 | 0 | 60.9564 | 0 | 0 | 0 | 0 | 0 | 0 | 0 | 0 | 0 | 0 | 38.7 | 2949 | 131.703 | 1547 | 69.2 | 332.4 | 110.8 | 106.36 | 438.2 | 2997 | 73.4 | 105.5 | 79.8
SmallOffice | 1 - Prototype-NewHvac¦2 - Prototype-NewHvacLoadsConstSch |  | Houston Bush Intercontinental | 4379 | 0 | 0.7958 | 1.75 | 27 | 1.75 | 27 | 1535 | 5923.85 | 0 | 0 | 0 | 0.2977 | 0% | 2.047% | 0% | 0% | 1.02% | 0% | 1.212% | 1.677% | 0.9594% | 0% | 0% | 0% | 0% | 0% | 6.915% | 0 | 1600 | 0 | 0 | 0 | 0 | 5.5555 | 1311.2 | 750 | 0 | 0 | 0 | 0 | 0 | 0 | 0 | 0 | 0 | 27.2076 | 0 | 32.1372 | 0 | 0 | 0 | 0 | 0 | 0 | 0 | 0 | 0 | 0 | 151.9 | 2299 | 1722.691 | 877.1 | 345.8 | 1111.8 | 859.1 | 2051.28 | 1550.3 | 22821 | 652 | 1839.7 | 1508
SmallOffice | 2 - Prototype-NewHvacLoadsConstSch¦3b - Typical-Bar-Sliced |  | Houston Bush Intercontinental | 492 | 2.04 | 0.108 | 7.25 | 31.25 | 7.25 | 31.25 | 1944 | 2435.9 | 0 | 0 | 0 | 0.6823 | 0.01048% | 0.003504% | 0.007008% | 0% | 6.296% | 0% | 0.9439% | 2.734% | 2.821% | 0% | 0% | 0% | 0% | 0% | 12.82% | 8.3 | 2.77 | 5.6 | 0 | 5002.78 | 0 | 38.8889 | 2172.3 | 2241.7 | 0 | 0 | 0 | 0 | 0 | 0 | 0 | 0 | 0 | 0 | 0 | 24.2684 | 0 | 0 | 0 | 0 | 0 | 0 | 0 | 25.5 | 19 | 0 | 251.6 | 666.3 | 227.01 | 4820.7 | 18861.9 | 7528.6 | 13663.5 | 377.46 | 382.8 | 856 | 16316.9 | 7481.8 | 15307
SmallOffice | 2 - Prototype-NewHvacLoadsConstSch¦4b - Typical-Bar-Blend |  | Houston Bush Intercontinental | 350 | 2.04 | 0.0821 | 7.5 | 30.75 | 7.5 | 30.75 | 1858 | 2217.9 | 0 | 0 | 0 | 0.6182 | 0.01048% | 0.003504% | 0.007008% | 0% | 6.296% | 0% | 0.8635% | 2.664% | 2.923% | 0% | 0% | 0% | 0% | 0% | 12.77% | 8.3 | 2.77 | 5.6 | 0 | 5002.78 | 0 | 38.8889 | 2116.7 | 2322.2 | 0 | 0 | 0 | 0 | 0 | 0 | 0 | 0 | 0 | 0 | 0 | 22.0884 | 0 | 0 | 0 | 0 | 0 | 0 | 0 | 25.5 | 19 | 0 | 248.9 | 639.7 | 195.14 | 5067.1 | 18873.5 | 7472 | 13780.7 | 426.5 | 513.07 | 1823 | 16254.6 | 7641 | 15358.9
SmallOffice | 2 - Prototype-NewHvacLoadsConstSch¦4c - Typical-Urban-Blend |  | Houston Bush Intercontinental | 80574 | 0.11 | 14.6435 | 111 | 33 | 45.5 | 32.5 | 75712 | 4862.3 | 0 | 0 | 0 | 4.0738 | 2.528% | 3.874% | 0% | 0% | 6.342% | 0% | 1.731% | 2.905% | 12.34% | 0% | 0% | 0% | 0% | 0% | 29.72% | 2008.3 | 3077.77 | 0 | 0 | 5002.78 | 0 | 19.4445 | 2308.29 | 9808.32 | 0 | 0 | 0 | 0 | 0 | 0 | 0 | 0 | 0 | 1.2324 | 0 | 47.5896 | 0 | 0 | 0 | 0 | 0 | 0 | 0 | 6846.8 | 1 | 0 | 241.3 | 3605.8 | 1096.69 | 5664.7 | 2416.6 | 27860.7 | 44422.1 | 4085.37 | 3122.06 | 1388 | 5868.2 | 902.5 | 29993.5
SmallOffice | 2 - Prototype-NewHvacLoadsConstSch¦4d - Prototype-Prototype-Blend |  | Houston Bush Intercontinental | 598 | 0 | 0.1085 | 0 | 0.25 | 0 | 0.25 | 541 | 56.9 | 0 | 0 | 0 | 0.0605 | 0% | 0% | 0% | 0% | 0% | 0% | 0.02447% | 0.06993% | 0.1259% | 0% | 0% | 0% | 0% | 0% | 0.2203% | 0 | 0 | 0 | 0 | 0 | 0 | 0 | 55.5 | 100 | 0 | 0 | 0 | 0 | 0 | 0 | 0 | 0 | 0 | 0 | 0 | 0.6636 | 0 | 0 | 0 | 0 | 0 | 0 | 0 | 0 | 0 | 0 | 0.4 | 25.4 | 4.72 | 80.4 | 40.8 | 147.1 | 95 | 3.65 | 15.71 | 771 | 38 | 90.9 | 146.5
MediumOffice | 0 - Prototype | run/Prototype Row B_0927_2004_2A/datapoint_59c942e553ff6b03c862017a | Houston Bush Intercontinental | 2808700 | 53627.8 | 52.374 | 62.75 | 482.75 | 7.5 | 314.75 | 2738750 | 69958.4 | 0 | 0 | 0 | 248.792 | 575894 | 214254 | 786584 | 0 | 45438.4 | 0 | 134865 | 758690 | 292942 | 47.3909 | 0 | 0 | 0 | 0 |  | 168778 | 62791.7 | 230525 | 0 | 0 | 0 | 32338.9 | 222350 | 85852.8 | 13.8889 | 0 | 0 | 0 | 0 | 0 | 0 | 0 | 0 | 454.471 | 0 | 245.248 | 0 | 0 | 0 | 0 | 0 | 0 | 0 | 575892 | 624332 | 0 | 169935 | 833798 | 16646.2 | 4161.3 | 538016 | 628299 | 284963 | 61669.1 | 52545.2 | 216070 | 522997 | 292697 | 236106
MediumOffice | 1 - Prototype-NewHvac | run/Prototype Row B_0927_2004_2A/datapoint_59c942ed53ff6b03c862018a | Houston Bush Intercontinental | 2576170 | 53627.8 | 48.0379 | 188.25 | 2602.25 | 136.75 | 1521.25 | 2507510 | 68659.9 | 0 | 0 | 0 | 228.235 | 575894 | 214254 | 786584 | 0 | 45447.8 | 0 | 23240.5 | 590139 | 340570 | 47.3909 | 0 | 0 | 0 | 0 |  | 168778 | 62791.7 | 230525 | 0 | 0 | 0 | 5.5556 | 172953 | 99811.1 | 13.8889 | 0 | 0 | 0 | 0 | 0 | 0 | 0 | 0 | 454.566 | 0 | 232.26 | 0 | 0 | 0 | 0 | 0 | 0 | 0 | 575892 | 624332 | 0 | 161934 | 416565 | 10523.5 | 2372.3 | 532579 | 600086 | 275030 | 74263.2 | 11799.2 | 306988 | 531194 | 335768 | 250649
MediumOffice | 2 - Prototype-NewHvacLoadsConstSch | run/Prototype Row B_0927_2004_2A/datapoint_59c942f553ff6b03c862019a | Houston Bush Intercontinental | 2540050 | 53627.8 | 47.3643 | 272.5 | 2460.5 | 208.25 | 1407.75 | 2433010 | 107037 | 0 | 0 | 0 | 222.658 | 575894 | 239959 | 717564 | 0 | 72327.9 | 0 | 34737.5 | 566444 | 333072 | 47.3909 | 0 | 0 | 0 | 0 |  | 168778 | 70325 | 210297 | 0 | 0 | 0 | 8.3333 | 166008 | 97613.9 | 13.8889 | 0 | 0 | 0 | 0 | 0 | 0 | 0 | 0 | 723.419 | 0 | 347.158 | 0 | 0 | 0 | 0 | 0 | 0 | 0 | 575892 | 620881 | 0 | 162651 | 396511 | 23954.2 | 1113.6 | 533304 | 604865 | 275197 | 98247.6 | 17672.3 | 396393 | 529807 | 325747 | 250269
MediumOffice | 3b - Typical-Bar-Sliced | run/Prototype Row B_0927_2004_2A/datapoint_59c9430753ff6b03c86201aa | Houston Bush Intercontinental | 2602430 | 53626 | 48.5293 | 472 | 2448.25 | 263.75 | 1527.75 | 2501020 | 101407 | 0 | 0 | 0 | 228.588 | 575875 | 243295 | 717535 | 0 | 30993.6 | 0 | 71446.5 | 590964 | 372265 | 47.3909 | 0 | 0 | 0 | 0 |  | 168772 | 71302.8 | 210289 | 0 | 0 | 0 | 302.778 | 173194 | 109100 | 13.8889 | 0 | 0 | 0 | 0 | 0 | 0 | 0 | 0 | 309.996 | 0 | 704.269 | 0 | 0 | 0 | 0 | 0 | 0 | 0 | 575873 | 620860 | 0 | 162790 | 390671 | 29656.8 | 2761.1 | 529247 | 585486 | 225592 | 90036.3 | 28844.9 | 455852 | 522412 | 306142 | 222584
MediumOffice | 4b - Typical-Bar-Blend | run/Prototype Row B_0927_2004_2A/datapoint_59c9431053ff6b03c86201ba | Houston Bush Intercontinental | 2536690 | 53626 | 47.3034 | 568.75 | 2347 | 305.75 | 1491.25 | 2435140 | 101549 | 0 | 0 | 0 | 225.017 | 575875 | 243295 | 717535 | 0 | 30993.6 | 0 | 71455.9 | 561515 | 335973 | 47.3909 | 0 | 0 | 0 | 0 |  | 168772 | 71302.8 | 210289 | 0 | 0 | 0 | 263.889 | 164564 | 98463.9 | 13.8889 | 0 | 0 | 0 | 0 | 0 | 0 | 0 | 0 | 309.996 | 0 | 705.691 | 0 | 0 | 0 | 0 | 0 | 0 | 0 | 575873 | 620860 | 0 | 163083 | 383085 | 32566.4 | 2639.2 | 529406 | 587211 | 225849 | 101379 | 29326.7 | 454798 | 522331 | 304147 | 219961
MediumOffice | 4c - Typical-Urban-Blend | run/Prototype Row B_0927_2004_2A/datapoint_59c9432b53ff6b03c86201cc | Houston Bush Intercontinental | 2210720 | 53626.8 | 41.2241 | 280.5 | 1544 | 149.5 | 852.5 | 2140370 | 70347 | 0 | 0 | 0 | 190.452 | 439967 | 151442 | 665737 | 0 | 29837.3 | 0 | 41722.9 | 492979 | 388994 | 47.3909 | 0 | 0 | 0 | 0 |  | 128942 | 44383.3 | 195108 | 0 | 0 | 0 | 355.556 | 144478 | 114003 | 13.8889 | 0 | 0 | 0 | 0 | 0 | 0 | 0 | 0 | 298.43 | 0 | 405.175 | 0 | 0 | 0 | 0 | 0 | 0 | 0 | 439965 | 573667 | 0 | 163117 | 281804 | 18233.5 | 909 | 548527 | 510084 | 142735 | 57396.3 | 10554.6 | 370902 | 537534 | 232149 | 174090
MediumOffice | 4d - Prototype-Prototype-Blend | run/Prototype Row B_0927_2004_2A/datapoint_59c991be45b421004abe3aad | Houston Bush Intercontinental | 4497990 | 53627.8 | 83.8741 | 143.25 | 3151 | 101.5 | 1684 | 4412620 | 85360.4 | 0 | 0 | 0 | 351.53 | 1151790 | 239959 | 1435120 | 0 | 72337.4 | 0 | 13023 | 864220 | 721488 | 47.3909 | 0 | 0 | 0 | 0 |  | 337556 | 70325 | 420592 | 0 | 0 | 0 | 0 | 253278 | 211447 | 13.8889 | 0 | 0 | 0 | 0 | 0 | 0 | 0 | 0 | 723.514 | 0 | 130.255 | 0 | 0 | 0 | 0 | 0 | 0 | 0 | 1151780 | 1241760 | 0 | 253708 | 442626 | 21782.6 | 395.7 | 523861 | 584181 | 257898 | 341958 | 6321.42 | 501312 | 545612 | 375766 | 286519
[17 empty] | 0 | 25705 | 69020 | 0 | 26889.5 | 0 | 100127.5 | 192246 | 40130 | 0 | 0 | 0 | 0 | 0 | 16.17%
MediumOffice | 0 - Prototype¦1 - Prototype-NewHvac |  | Houston Bush Intercontinental | 232530 | 0 | 4.3361 | 125.5 | 2119.5 | 129.25 | 1206.5 | 231240 | 1298.5 | 0 | 0 | 0 | 20.557 | 0% | 0% | 0% | 0% | 0.0003347% | 0% | 3.974% | 6.001% | 1.696% | 0% | 0% | 0% | 0% | 0% | 11.67% | 0 | 0 | 0 | 0 | 0 | 0 | 32333.3444 | 49397 | 13958.3 | 0 | 0 | 0 | 0 | 0 | 0 | 0 | 0 | 0 | 0.095 | 0 | 12.988 | 0 | 0 | 0 | 0 | 0 | 0 | 0 | 0 | 0 | 0 | 8001 | 417233 | 6122.7 | 1789 | 5437 | 28213 | 9933 | 12594.1 | 40746 | 90918 | 8197 | 43071 | 14543
MediumOffice | 1 - Prototype-NewHvac¦2 - Prototype-NewHvacLoadsConstSch |  | Houston Bush Intercontinental | 36120 | 0 | 0.6736 | 84.25 | 141.75 | 71.5 | 113.5 | 74500 | 38377.1 | 0 | 0 | 0 | 5.577 | 0% | 0.9978% | 2.679% | 0% | 1.043% | 0% | 0.4463% | 0.9198% | 0.2911% | 0% | 0% | 0% | 0% | 0% | 6.377% | 0 | 7533.3 | 20228 | 0 | 0 | 0 | 2.7778 | 6945 | 2197.2 | 0 | 0 | 0 | 0 | 0 | 0 | 0 | 0 | 0 | 268.853 | 0 | 114.898 | 0 | 0 | 0 | 0 | 0 | 0 | 0 | 0 | 3451 | 0 | 717 | 20054 | 13430.7 | 1258.7 | 725 | 4779 | 167 | 23984.4 | 5873.1 | 89405 | 1387 | 10021 | 380
MediumOffice | 2 - Prototype-NewHvacLoadsConstSch¦3b - Typical-Bar-Sliced |  | Houston Bush Intercontinental | 62380 | 1.8 | 1.165 | 199.5 | 12.25 | 55.5 | 120 | 68010 | 5630 | 0 | 0 | 0 | 5.93 | 0.000748% | 0.1313% | 0.001142% | 0% | 1.627% | 0% | 1.445% | 0.9653% | 1.543% | 0% | 0% | 0% | 0% | 0% | 5.714% | 6 | 977.8 | 8 | 0 | 0 | 0 | 294.4447 | 7186 | 11486.1 | 0 | 0 | 0 | 0 | 0 | 0 | 0 | 0 | 0 | 413.423 | 0 | 357.111 | 0 | 0 | 0 | 0 | 0 | 0 | 0 | 19 | 21 | 0 | 139 | 5840 | 5702.6 | 1647.5 | 4057 | 19379 | 49605 | 8211.3 | 11172.6 | 59459 | 7395 | 19605 | 27685
MediumOffice | 2 - Prototype-NewHvacLoadsConstSch¦4b - Typical-Bar-Blend |  | Houston Bush Intercontinental | 3360 | 1.8 | 0.0609 | 296.25 | 113.5 | 97.5 | 83.5 | 2130 | 5488 | 0 | 0 | 0 | 2.359 | 0.000748% | 0.1313% | 0.001142% | 0% | 1.627% | 0% | 1.446% | 0.1941% | 0.1142% | 0% | 0% | 0% | 0% | 0% | 3.514% | 6 | 977.8 | 8 | 0 | 0 | 0 | 255.5557 | 1444 | 850 | 0 | 0 | 0 | 0 | 0 | 0 | 0 | 0 | 0 | 413.423 | 0 | 358.533 | 0 | 0 | 0 | 0 | 0 | 0 | 0 | 19 | 21 | 0 | 432 | 13426 | 8612.2 | 1525.6 | 3898 | 17654 | 49348 | 3131.4 | 11654.4 | 58405 | 7476 | 21600 | 30308
MediumOffice | 2 - Prototype-NewHvacLoadsConstSch¦4c - Typical-Urban-Blend |  | Houston Bush Intercontinental | 329330 | 1 | 6.1402 | 8 | 916.5 | 58.75 | 555.25 | 292640 | 36690 | 0 | 0 | 0 | 32.206 | 5.351% | 3.485% | 2.04% | 0% | 1.673% | 0% | 0.275% | 2.892% | 2.202% | 0% | 0% | 0% | 0% | 0% | 17.92% | 39836 | 25941.7 | 15189 | 0 | 0 | 0 | 347.2227 | 21530 | 16389.1 | 0 | 0 | 0 | 0 | 0 | 0 | 0 | 0 | 0 | 424.989 | 0 | 58.017 | 0 | 0 | 0 | 0 | 0 | 0 | 0 | 135927 | 47214 | 0 | 466 | 114707 | 5720.7 | 204.6 | 15223 | 94781 | 132462 | 40851.3 | 7117.7 | 25491 | 7727 | 93598 | 76179
MediumOffice | 2 - Prototype-NewHvacLoadsConstSch¦4d - Prototype-Prototype-Blend |  | Houston Bush Intercontinental | 1957940 | 0 | 36.5098 | 129.25 | 690.5 | 106.75 | 276.25 | 1979610 | 21676.6 | 0 | 0 | 0 | 128.872 | 22.67% | 0% | 28.25% | 0% | 0.000374% | 0% | 0.8549% | 11.72% | 15.29% | 0% | 0% | 0% | 0% | 0% | 78.79% | 168778 | 0 | 210295 | 0 | 0 | 0 | 8.3333 | 87270 | 113833.1 | 0 | 0 | 0 | 0 | 0 | 0 | 0 | 0 | 0 | 0.095 | 0 | 216.903 | 0 | 0 | 0 | 0 | 0 | 0 | 0 | 575888 | 620879 | 0 | 91057 | 46115 | 2171.6 | 717.9 | 9443 | 20684 | 17299 | 243710.4 | 11350.88 | 104919 | 15805 | 50019 | 36250
LargeOffice | 0 - Prototype | run/Prototype Row B_0927_2004_2A/datapoint_59c942e553ff6b03c8620179 | Houston Bush Intercontinental | 45377000 | 498588 | 91.011 | 84.25 | 8760 | 12.5 | 683.25 | 43813300 | 1563740 | 0 | 0 | 0 | 2330.96 | 4643050 | 2703820 | 19714300 | 0 | 434337 | 0 | 1129400 | 8541300 | 2562790 | 1001110 | 1677490 | 28.4345 | 2969350 | 0 |  | 1360740 | 792411 | 5777700 | 0 | 0 | 0 | 0 | 2503210 | 751081 | 293397 | 491625 | 8.3333 | 870231 | 0 | 0 | 0 | 0 | 0 | 4344.21 | 0 | 11296.2 | 0 | 0 | 0 | 0 | 0 | 0 | 0 | 1428630 | 13695800 | 0 | 444075 | 3756820 | 41278.2 | 153 | 696777 | 1075580 | 612904 | 127933 | 269787 | 2510930 | 682763 | 526762 | 497966
LargeOffice | 1 - Prototype-NewHvac | run/Prototype Row B_0927_2004_2A/datapoint_59c942ed53ff6b03c8620189 | Houston Bush Intercontinental | 43374800 | 498588 | 86.9953 | 194.75 | 8754.25 | 126.25 | 1429.25 | 41378100 | 1996790 | 0 | 0 | 0 | 2414.35 | 4643050 | 2703820 | 19714300 | 0 | 434584 | 0 | 1562200 | 8538070 | 2556590 | 1055740 | 820203 | 0 | 1346260 | 0 |  | 1360740 | 792411 | 5777700 | 0 | 0 | 0 | 0 | 2502260 | 749261 | 309406 | 240378 | 0 | 394550 | 0 | 0 | 0 | 0 | 0 | 4346.67 | 0 | 15625 | 0 | 0 | 0 | 0 | 0 | 0 | 0 | 1428630 | 13695800 | 0 | 446886 | 1838960 | 35839.6 | 155.4 | 695000 | 1079500 | 602390 | 126052 | 120587 | 2735190 | 683739 | 515030 | 510791
LargeOffice | 2 - Prototype-NewHvacLoadsConstSch | run/Prototype Row B_0927_2004_2A/datapoint_59c942f553ff6b03c8620199 | Houston Bush Intercontinental | 43795900 | 498588 | 87.8398 | 214.5 | 8754 | 142.75 | 1412 | 41699000 | 2096930 | 0 | 0 | 0 | 2467.99 | 4643050 | 1095100 | 21386100 | 0 | 230376 | 0 | 1866560 | 8724870 | 2569760 | 1091780 | 842079 | 0 | 1346260 | 0 |  | 1360740 | 320942 | 6267640 | 0 | 0 | 0 | 0 | 2557010 | 753122 | 319969 | 246789 | 0 | 394550 | 0 | 0 | 0 | 0 | 0 | 2304.21 | 0 | 18669.2 | 0 | 0 | 0 | 0 | 0 | 0 | 0 | 1428630 | 13696500 | 0 | 447668 | 1799020 | 67956.7 | 155.5 | 695218 | 1081730 | 602871 | 171281 | 161357 | 2734150 | 683330 | 511075 | 509801
LargeOffice | 3b - Typical-Bar-Sliced | run/Prototype Row B_0927_2004_2A/datapoint_59c9430753ff6b03c86201a9 | Houston Bush Intercontinental | 42039300 | 498584 | 84.3174 | 606.5 | 8750.25 | 318.25 | 1596.25 | 40751700 | 1287610 | 0 | 0 | 0 | 2436.87 | 4643010 | 1099990 | 21379600 | 0 | 147556 | 0 | 1140100 | 9269130 | 2283610 | 1345880 | 730378 | 0 | 0 | 0 |  | 1360730 | 322375 | 6265750 | 0 | 0 | 0 | 13.8889 | 2716510 | 669261 | 394439 | 214053 | 0 | 0 | 0 | 0 | 0 | 0 | 0 | 1475.85 | 0 | 11402.7 | 0 | 0 | 0 | 0 | 0 | 0 | 0 | 4643010 | 19708600 | 0 | 1518320 | 3302500 | 339850 | 282.8 | 3850380 | 1642080 | 417031 | 696552 | 170648 | 4019830 | 3786840 | 841971 | 416360
LargeOffice | 4b - Typical-Bar-Blend | run/Prototype Row B_0927_2004_2A/datapoint_59c9431053ff6b03c86201b9 | Houston Bush Intercontinental | 41372800 | 498584 | 82.9806 | 129.25 | 1687.25 | 81.75 | 854.5 | 40888800 | 484050 | 0 | 0 | 0 | 2441.08 | 4643010 | 1099990 | 21379600 | 0 | 147480 | 0 | 336570 | 7920690 | 2395110 | 1205000 | 921041 | 0 | 1324310 | 0 |  | 1360730 | 322375 | 6265750 | 0 | 0 | 0 | 0 | 2321325 | 701936 | 353150 | 269931 | 0 | 388117 | 0 | 0 | 0 | 0 | 0 | 1475.09 | 0 | 3366.35 | 0 | 0 | 0 | 0 | 0 | 0 | 0 | 1428620 | 6064180 | 0 | 455446 | 2622110 | 128514 | 343.5 | 900762 | 371731 | 412379 | 325781 | 25256.4 | 1347650 | 897358 | 201396 | 454302
LargeOffice | 4c - Typical-Urban-Blend | run/Prototype Row B_0927_2004_2A/datapoint_59c9432b53ff6b03c86201cb | Houston Bush Intercontinental | 26437200 | 498579 | 53.0251 | 0 | 0 | 0 | 0 | 26289700 | 147537 | 0 | 0 | 0 | 1287.34 | 4178670 | 730833 | 21379400 | 0 | 147537 | 0 | 0 | 0 | 0 | 758.254 | 0 | 0 | 0 | 0 |  | 1224650 | 214186 | 6265690 | 0 | 0 | 0 | 0 | 0 | 0 | 222.222 | 0 | 0 | 0 | 0 | 0 | 0 | 0 | 0 | 1475.66 | 0 | 0 | 0 | 0 | 0 | 0 | 0 | 0 | 0 | 4178670 | 19708400 | 0 | 101206 | 0 | 0 | 233 | 1416010 | 433123 | 144426 | 3321520 | 0 | 1918470 | 7856640 | 11939200 | 630769
LargeOffice | 4d - Prototype-Prototype-Blend | run/Prototype Row B_0927_2004_2A/datapoint_59c991be45b421004abe3aac | Houston Bush Intercontinental | 73256400 | 498588 | 146.928 | 47.25 | 1282.25 | 32 | 662.5 | 72591500 | 664884 | 0 | 0 | 0 | 4087.08 | 8928940 | 1095100 | 41127000 | 0 | 230291 | 0 | 434593 | 12641200 | 4267850 | 1829060 | 1377950 | 0 | 1324330 | 0 |  | 2616810 | 320942 | 12053100 | 0 | 0 | 0 | 0 | 3704780 | 1250780 | 536044 | 403836 | 0 | 388122 | 0 | 0 | 0 | 0 | 0 | 2303.36 | 0 | 4346.77 | 0 | 0 | 0 | 0 | 0 | 0 | 0 | 2500100 | 10615800 | 0 | 500130 | 2631090 | 48270.4 | 135.1 | 659098 | 997442 | 525806 | 1193570 | 11804.5 | 1165460 | 741883 | 639595 | 667094
[17 empty] | 0 | 1608720 | 1671800 | 0 | 203961 | 0 | 737160 | 183570 | 6970 | 90670 | 835411 | 28.4345 | 1623090 | 0 | 15.34%
LargeOffice | 0 - Prototype¦1 - Prototype-NewHvac |  | Houston Bush Intercontinental | 2002200 | 0 | 4.0157 | 110.5 | 5.75 | 113.75 | 746 | 2435200 | 433050 | 0 | 0 | 0 | 83.39 | 0% | 0% | 0% | 0% | 0.0005443% | 0% | 0.9538% | 0.007118% | 0.01366% | 0.1204% | 1.889% | 6.2663e-07 | 3.577% | 0% | 6.562% | 0 | 0 | 0 | 0 | 0 | 0 | 0 | 950 | 1820 | 16009 | 251247 | 8.3333 | 475681 | 0 | 0 | 0 | 0 | 0 | 2.46 | 0 | 4328.8 | 0 | 0 | 0 | 0 | 0 | 0 | 0 | 0 | 0 | 0 | 2811 | 1917860 | 5438.6 | 2.4 | 1777 | 3920 | 10514 | 1881 | 149200 | 224260 | 976 | 11732 | 12825
LargeOffice | 1 - Prototype-NewHvac¦2 - Prototype-NewHvacLoadsConstSch |  | Houston Bush Intercontinental | 421100 | 0 | 0.8445 | 19.75 | 0.25 | 16.5 | 17.25 | 320900 | 100140 | 0 | 0 | 0 | 53.64 | 0% | 3.709% | 3.854% | 0% | 0.4708% | 0% | 0.7017% | 0.4307% | 0.03036% | 0.08309% | 0.05043% | 0% | 0% | 0% | 9.33% | 0 | 471469 | 489940 | 0 | 0 | 0 | 0 | 54750 | 3861 | 10563 | 6411 | 0 | 0 | 0 | 0 | 0 | 0 | 0 | 2042.46 | 0 | 3044.2 | 0 | 0 | 0 | 0 | 0 | 0 | 0 | 0 | 700 | 0 | 782 | 39940 | 32117.1 | 0.1 | 218 | 2230 | 481 | 45229 | 40770 | 1040 | 409 | 3955 | 990
LargeOffice | 2 - Prototype-NewHvacLoadsConstSch¦3b - Typical-Bar-Sliced |  | Houston Bush Intercontinental | 1756600 | 4 | 3.5224 | 392 | 3.75 | 175.5 | 184.25 | 947300 | 809320 | 0 | 0 | 0 | 31.12 | 9.1333e-07 | 0.01117% | 0.01484% | 0% | 0.1891% | 0% | 1.659% | 1.243% | 0.6534% | 0.5802% | 0.255% | 0% | 3.074% | 0% | 7.679% | 10 | 1433 | 1890 | 0 | 0 | 0 | 13.8889 | 159500 | 83861 | 74470 | 32736 | 0 | 394550 | 0 | 0 | 0 | 0 | 0 | 828.36 | 0 | 7266.5 | 0 | 0 | 0 | 0 | 0 | 0 | 0 | 3214380 | 6012100 | 0 | 1070652 | 1503480 | 271893.3 | 127.3 | 3155162 | 560350 | 185840 | 525271 | 9291 | 1285680 | 3103510 | 330896 | 93441
LargeOffice | 2 - Prototype-NewHvacLoadsConstSch¦4b - Typical-Bar-Blend |  | Houston Bush Intercontinental | 2423100 | 4 | 4.8592 | 85.25 | 7066.75 | 61 | 557.5 | 810200 | 1612880 | 0 | 0 | 0 | 26.91 | 9.1333e-07 | 0.01117% | 0.01484% | 0% | 0.1893% | 0% | 3.493% | 1.836% | 0.3988% | 0.2585% | 0.1803% | 0% | 0.05012% | 0% | 6.433% | 10 | 1433 | 1890 | 0 | 0 | 0 | 0 | 235685 | 51186 | 33181 | 23142 | 0 | 6433 | 0 | 0 | 0 | 0 | 0 | 829.12 | 0 | 15302.85 | 0 | 0 | 0 | 0 | 0 | 0 | 0 | 10 | 7632320 | 0 | 7778 | 823090 | 60557.3 | 188 | 205544 | 709999 | 190492 | 154500 | 136100.6 | 1386500 | 214028 | 309679 | 55499
LargeOffice | 2 - Prototype-NewHvacLoadsConstSch¦4c - Typical-Urban-Blend |  | Houston Bush Intercontinental | 17358700 | 9 | 34.8147 | 214.5 | 8754 | 142.75 | 1412 | 15409300 | 1949393 | 0 | 0 | 0 | 1180.65 | 1.06% | 0.8317% | 0.0153% | 0% | 0.1891% | 0% | 4.262% | 19.92% | 5.868% | 2.491% | 1.923% | 0% | 3.074% | 0% | 39.64% | 136090 | 106756 | 1950 | 0 | 0 | 0 | 0 | 2557010 | 753122 | 319746.778 | 246789 | 0 | 394550 | 0 | 0 | 0 | 0 | 0 | 828.55 | 0 | 18669.2 | 0 | 0 | 0 | 0 | 0 | 0 | 0 | 2750040 | 6011900 | 0 | 346462 | 1799020 | 67956.7 | 77.5 | 720792 | 648607 | 458445 | 3150239 | 161357 | 815680 | 7173310 | 11428125 | 120968
LargeOffice | 2 - Prototype-NewHvacLoadsConstSch¦4d - Prototype-Prototype-Blend |  | Houston Bush Intercontinental | 29460500 | 0 | 59.0882 | 167.25 | 7471.75 | 110.75 | 749.5 | 30892500 | 1432046 | 0 | 0 | 0 | 1619.09 | 9.786% | 0% | 45.07% | 0% | 0.0001941% | 0% | 3.27% | 8.942% | 3.877% | 1.683% | 1.224% | 0% | 0.05007% | 0% | 73.91% | 1256070 | 0 | 5785460 | 0 | 0 | 0 | 0 | 1147770 | 497658 | 216075 | 157047 | 0 | 6428 | 0 | 0 | 0 | 0 | 0 | 0.85 | 0 | 14322.43 | 0 | 0 | 0 | 0 | 0 | 0 | 0 | 1071470 | 3080700 | 0 | 52462 | 832070 | 19686.3 | 20.4 | 36120 | 84288 | 77065 | 1022289 | 149552.5 | 1568690 | 58553 | 128520 | 157293
SmallHotel | 0 - Prototype | run/Prototype Row B_0927_2004_2A/datapoint_59c942e553ff6b03c8620181 | Houston Bush Intercontinental | 4231850 | 43201.8 | 97.9554 | 531.5 | 5780.75 | 426.25 | 1638.75 | 3135120 | 1096730 | 0 | 0 | 0 | 167.276 | 473890 | 90298.5 | 959352 | 0 | 612963 | 0 | 104212 | 890285 | 1100500 | 350.692 | 0 | 0 | 0 | 0 |  | 138883 | 26463.9 | 164103 | 0 | 0 | 0 | 5819.44 | 260917 | 322525 | 102.778 | 0 | 0 | 0 | 0 | 0 | 0 | 3994.87 | 0 | 6130.81 | 0 | 843.72 | 0 | 0 | 0 | 0 | 0 | 0 | 0 | 473890 | 559945 | 399411 | 187658 | 742539 | 21736.3 | 1213.8 | 391560 | 197755 | 146416 | 87541.9 | 44677.2 | 461426 | 378064 | 95370.4 | 122960
SmallHotel | 1 - Prototype-NewHvac | run/Prototype Row B_0927_2004_2A/datapoint_59c942ed53ff6b03c8620191 | Houston Bush Intercontinental | 4694450 | 43201.8 | 108.663 | 0.25 | 102.25 | 0 | 89 | 3532600 | 1161860 | 0 | 0 | 0 | 183.091 | 473890 | 90298.5 | 959352 | 0 | 612934 | 0 | 149518 | 1033230 | 1374750 | 473.909 | 0 | 0 | 0 | 0 |  | 138883 | 26463.9 | 164103 | 0 | 0 | 0 | 0 | 302811 | 402900 | 138.889 | 0 | 0 | 0 | 0 | 0 | 0 | 3994.87 | 0 | 6130.53 | 0 | 1495.47 | 0 | 0 | 0 | 0 | 0 | 0 | 0 | 473890 | 559945 | 399411 | 188377 | 808894 | 30400.2 | 1955.5 | 395841 | 203758 | 146599 | 78233.4 | 49313.7 | 287839 | 361658 | 82073.6 | 122539
SmallHotel | 2 - Prototype-NewHvacLoadsConstSch | run/Prototype Row B_0927_2004_2A/datapoint_59c942f553ff6b03c86201a1 | Houston Bush Intercontinental | 4808810 | 43201.8 | 111.31 | 1 | 98 | 0 | 84.5 | 3851250 | 957561 | 0 | 0 | 0 | 200.141 | 473890 | 270858 | 1085490 | 0 | 398140 | 0 | 160010 | 1051360 | 1368680 | 379.127 | 0 | 0 | 0 | 0 |  | 138883 | 79380.6 | 201069 | 0 | 0 | 0 | 0 | 308122 | 401119 | 111.111 | 0 | 0 | 0 | 0 | 0 | 0 | 3994.87 | 0 | 3982.17 | 0 | 1600.41 | 0 | 0 | 0 | 0 | 0 | 0 | 0 | 473890 | 566252 | 399411 | 188470 | 798272 | 57907.6 | 1167.1 | 395487 | 235301 | 146325 | 108894 | 85686.2 | 314901 | 361394 | 69881.3 | 122827
SmallHotel | 3b - Typical-Bar-Sliced | run/Prototype Row B_0927_2004_2A/datapoint_59c9430753ff6b03c86201b1 | Houston Bush Intercontinental | 4627120 | 43196 | 107.119 | 16.5 | 327 | 3.5 | 217.25 | 3691510 | 935600 | 0 | 0 | 0 | 192.908 | 473757 | 269351 | 1088840 | 0 | 363640 | 0 | 172171 | 996573 | 1262380 | 398.083 | 0 | 0 | 0 | 0 |  | 138844 | 78938.9 | 201944 | 0 | 0 | 0 | 0 | 292067 | 369967 | 116.667 | 0 | 0 | 0 | 0 | 0 | 0 | 3998.57 | 0 | 3637.1 | 0 | 1722.04 | 0 | 0 | 0 | 0 | 0 | 0 | 0 | 473754 | 569266 | 399784 | 188027 | 788090 | 63501.5 | 1267.7 | 322623 | 200660 | 126008 | 107362 | 83227.2 | 309236 | 310389 | 75632.5 | 111256
SmallHotel | 4b - Typical-Bar-Blend | run/Prototype Row B_0927_2004_2A/datapoint_59c9431053ff6b03c86201c1 | Houston Bush Intercontinental | 5311250 | 43196 | 122.957 | 0 | 6.25 | 0 | 6.25 | 4467220 | 844031 | 0 | 0 | 0 | 227.61 | 473757 | 269351 | 1088840 | 0 | 363583 | 0 | 80668.7 | 1351590 | 1683150 | 312.78 | 0 | 0 | 0 | 0 |  | 138844 | 78938.9 | 201944 | 0 | 0 | 0 | 0 | 396111 | 493283 | 91.6667 | 0 | 0 | 0 | 0 | 0 | 0 | 3998.57 | 0 | 3636.53 | 0 | 806.843 | 0 | 0 | 0 | 0 | 0 | 0 | 0 | 355316 | 426950 | 299838 | 148620 | 1186200 | 75530.5 | 506.4 | 248664 | 161591 | 125710 | 90427.4 | 127598 | 130494 | 220224 | 51101.2 | 110090
SmallHotel | 4c - Typical-Urban-Blend | run/Prototype Row B_0927_2004_2A/datapoint_59c9432b53ff6b03c86201d3 | Houston Bush Intercontinental | 4737210 | 43201.2 | 109.655 | 0 | 75.25 | 0 | 75.25 | 3943250 | 793958 | 0 | 0 | 0 | 214.117 | 363943 | 201790 | 1085180 | 0 | 360237 | 0 | 33884.5 | 1113050 | 1578850 | 265.389 | 0 | 0 | 0 | 0 |  | 106661 | 59138.9 | 200858 | 0 | 0 | 0 | 0 | 326203 | 462714 | 77.7778 | 0 | 0 | 0 | 0 | 0 | 0 | 3999.04 | 0 | 3603.06 | 0 | 338.91 | 0 | 0 | 0 | 0 | 0 | 0 | 0 | 363941 | 569144 | 399831 | 192469 | 851345 | 40927 | 172.8 | 238645 | 423009 | 76802.7 | 64101.9 | 102574 | 172256 | 234293 | 167890 | 89761.5
SmallHotel | 4d - Prototype-Prototype-Blend | run/Prototype Row B_0927_2004_2A/datapoint_59c991be45b421004abe3ab4 | Houston Bush Intercontinental | 5501790 | 43201.8 | 127.351 | 11 | 83.5 | 11 | 83.5 | 4651580 | 850211 | 0 | 0 | 0 | 235.568 | 473890 | 270858 | 1085490 | 0 | 398074 | 0 | 52717.6 | 1411910 | 1808560 | 293.823 | 0 | 0 | 0 | 0 |  | 138883 | 79380.6 | 201069 | 0 | 0 | 0 | 0 | 413789 | 530036 | 86.1111 | 0 | 0 | 0 | 0 | 0 | 0 | 3994.87 | 0 | 3981.51 | 0 | 527.278 | 0 | 0 | 0 | 0 | 0 | 0 | 0 | 473890 | 566252 | 399411 | 198263 | 1205850 | 94248 | 362.6 | 409860 | 247626 | 147819 | 112857 | 101730 | 131262 | 340489 | 64332.4 | 120109
[17 empty] | 0 | 180559.5 | 126138 | 0 | 214823 | 0 | 55798 | 161075 | 268180 | 28.435 | 0 | 0 | 0 | 0 | 23.79%
SmallHotel | 0 - Prototype¦1 - Prototype-NewHvac |  | Houston Bush Intercontinental | 462600 | 0 | 10.7076 | 531.25 | 5678.5 | 426.25 | 1549.75 | 397480 | 65130 | 0 | 0 | 0 | 15.815 | 0% | 0% | 0% | 0% | 0.0006853% | 0% | 1.071% | 3.378% | 6.481% | 0.002912% | 0% | 0% | 0% | 0% | 10.93% | 0 | 0 | 0 | 0 | 0 | 0 | 5819.44 | 41894 | 80375 | 36.111 | 0 | 0 | 0 | 0 | 0 | 0 | 0 | 0 | 0.28 | 0 | 651.75 | 0 | 0 | 0 | 0 | 0 | 0 | 0 | 0 | 0 | 0 | 719 | 66355 | 8663.9 | 741.7 | 4281 | 6003 | 183 | 9308.5 | 4636.5 | 173587 | 16406 | 13296.8 | 421
SmallHotel | 1 - Prototype-NewHvac¦2 - Prototype-NewHvacLoadsConstSch |  | Houston Bush Intercontinental | 114360 | 0 | 2.647 | 0.75 | 4.25 | 0 | 4.5 | 318650 | 204299 | 0 | 0 | 0 | 17.05 | 0% | 3.846% | 2.687% | 0% | 4.575% | 0% | 0.2235% | 0.3862% | 0.1293% | 0.002019% | 0% | 0% | 0% | 0% | 11.85% | 0 | 52916.7 | 36966 | 0 | 0 | 0 | 0 | 5311 | 1781 | 27.778 | 0 | 0 | 0 | 0 | 0 | 0 | 0 | 0 | 2148.36 | 0 | 104.94 | 0 | 0 | 0 | 0 | 0 | 0 | 0 | 0 | 6307 | 0 | 93 | 10622 | 27507.4 | 788.4 | 354 | 31543 | 274 | 30660.6 | 36372.5 | 27062 | 264 | 12192.3 | 288
SmallHotel | 2 - Prototype-NewHvacLoadsConstSch¦3b - Typical-Bar-Sliced |  | Houston Bush Intercontinental | 181690 | 5.8 | 4.191 | 15.5 | 229 | 3.5 | 132.75 | 159740 | 21961 | 0 | 0 | 0 | 7.233 | 0.002766% | 0.03134% | 0.06966% | 0% | 0.7174% | 0% | 0.2529% | 1.139% | 2.211% | 0.0003942% | 0% | 0% | 0% | 0% | 4.424% | 39 | 441.7 | 875 | 0 | 0 | 0 | 0 | 16055 | 31152 | 5.556 | 0 | 0 | 0 | 0 | 0 | 0 | 3.7 | 0 | 345.07 | 0 | 121.63 | 0 | 0 | 0 | 0 | 0 | 0 | 0 | 136 | 3014 | 373 | 443 | 10182 | 5593.9 | 100.6 | 72864 | 34641 | 20317 | 1532 | 2459 | 5665 | 51005 | 5751.2 | 11571
SmallHotel | 2 - Prototype-NewHvacLoadsConstSch¦4b - Typical-Bar-Blend |  | Houston Bush Intercontinental | 502440 | 5.8 | 11.647 | 1 | 91.75 | 0 | 78.25 | 615970 | 113530 | 0 | 0 | 0 | 27.469 | 0.002766% | 0.03134% | 0.06966% | 0% | 0.7186% | 0% | 1.65% | 6.243% | 6.539% | 0.00138% | 0% | 0% | 0% | 0% | 15.26% | 39 | 441.7 | 875 | 0 | 0 | 0 | 0 | 87989 | 92164 | 19.4443 | 0 | 0 | 0 | 0 | 0 | 0 | 3.7 | 0 | 345.64 | 0 | 793.567 | 0 | 0 | 0 | 0 | 0 | 0 | 0 | 118574 | 139302 | 99573 | 39850 | 387928 | 17622.9 | 660.7 | 146823 | 73710 | 20615 | 18466.6 | 41911.8 | 184407 | 141170 | 18780.1 | 12737
SmallHotel | 2 - Prototype-NewHvacLoadsConstSch¦4c - Typical-Urban-Blend |  | Houston Bush Intercontinental | 71600 | 0.6 | 1.655 | 1 | 22.75 | 0 | 9.25 | 92000 | 163603 | 0 | 0 | 0 | 13.976 | 2.286% | 1.436% | 0.006447% | 0% | 0.7882% | 0% | 2.623% | 1.283% | 4.371% | 0.002365% | 0% | 0% | 0% | 0% | 12.8% | 32222 | 20241.7 | 211 | 0 | 0 | 0 | 0 | 18081 | 61595 | 33.3332 | 0 | 0 | 0 | 0 | 0 | 0 | 4.17 | 0 | 379.11 | 0 | 1261.5 | 0 | 0 | 0 | 0 | 0 | 0 | 0 | 109949 | 2892 | 420 | 3999 | 53073 | 16980.6 | 994.3 | 156842 | 187708 | 69522.3 | 44792.1 | 16887.8 | 142645 | 127101 | 98008.7 | 33065.5
SmallHotel | 2 - Prototype-NewHvacLoadsConstSch¦4d - Prototype-Prototype-Blend |  | Houston Bush Intercontinental | 692980 | 0 | 16.041 | 10 | 14.5 | 11 | 1 | 800330 | 107350 | 0 | 0 | 0 | 35.427 | 0% | 0% | 0% | 0% | 0.001372% | 0% | 2.231% | 7.498% | 9.147% | 0.001774% | 0% | 0% | 0% | 0% | 18.88% | 0 | 0 | 0 | 0 | 0 | 0 | 0 | 105667 | 128917 | 24.9999 | 0 | 0 | 0 | 0 | 0 | 0 | 0 | 0 | 0.66 | 0 | 1073.132 | 0 | 0 | 0 | 0 | 0 | 0 | 0 | 0 | 0 | 0 | 9793 | 407578 | 36340.4 | 804.5 | 14373 | 12325 | 1494 | 3963 | 16043.8 | 183639 | 20905 | 5548.9 | 2718
LargeHotel | 3b - Typical-Bar-Sliced | run/Prototype Row B_0927_2004_2A/datapoint_59c9430753ff6b03c86201a8 | Houston Bush Intercontinental | 14335100 | 122117 | 117.388 | 952 | 5119.25 | 952 | 1312.5 | 9542980 | 4792130 | 0 | 0 | 0 | 575.747 | 1400690 | 357555 | 4502770 | 0 | 1052880 | 0 | 1683110 | 2948910 | 2342770 | 2900.32 | 0 | 0 | 43514.3 | 0 |  | 410503 | 104789 | 717036 | 0 | 0 | 0 | 0 | 864242 | 686597 | 850 | 0 | 0 | 12752.8 | 0 | 0 | 0 | 20565.3 | 0 | 10530.9 | 0 | 16834.3 | 0 | 0 | 0 | 0 | 0 | 0 | 0 | 1400690 | 1559060 | 1093350 | 1000420 | 1524190 | 88125.6 | 186.8 | 1122920 | 958884 | 212352 | 211146 | 147666 | 836579 | 1110920 | 533440 | 213393
LargeHotel | 4b - Typical-Bar-Blend | run/Prototype Row B_0927_2004_2A/datapoint_59c9431053ff6b03c86201b8 | Houston Bush Intercontinental | 13682800 | 122117 | 112.047 | 1.25 | 4.75 | 1.25 | 4.75 | 10035700 | 3647070 | 0 | 0 | 0 | 633.523 | 1400690 | 357555 | 4502770 | 0 | 1052740 | 0 | 538199 | 2833130 | 2997030 | 682.428 | 0 | 0 | 0 | 0 |  | 410503 | 104789 | 717036 | 0 | 0 | 0 | 0 | 830308 | 878342 | 200 | 0 | 0 | 0 | 0 | 0 | 0 | 20565.3 | 0 | 10529.4 | 0 | 5383.03 | 0 | 0 | 0 | 0 | 0 | 0 | 0 | 800396 | 890892 | 624774 | 532206 | 3507620 | 41479 | 204.2 | 487384 | 405370 | 220838 | 115779 | 181866 | 493115 | 490330 | 243787 | 220792
LargeHotel | 4c - Typical-Urban-Blend | run/Prototype Row B_0927_2004_2A/datapoint_59c9432b53ff6b03c86201ca | Houston Bush Intercontinental | 8273040 | 149097 | 55.4877 | 0 | 0 | 0 | 0 | 4710830 | 3562210 | 0 | 0 | 0 | 305.062 | 1516530 | 230945 | 5473060 | 0 | 1051800 | 0 | 0 | 0 | 0 | 720.341 | 0 | 0 | 0 | 0 |  | 444450 | 67683.3 | 868267 | 0 | 0 | 0 | 0 | 0 | 0 | 211.111 | 0 | 0 | 0 | 0 | 0 | 0 | 25108.9 | 0 | 10520.1 | 0 | 0 | 0 | 0 | 0 | 0 | 0 | 0 | 0 | 1516520 | 1902290 | 1334920 | 505863 | 0 | 0 | 171 | 817732 | 365555 | 112132 | 596803 | 0 | 913377 | 2120580 | 2258880 | 306819
[17 empty] | 0 | 0 | 0 | 0 | 0 | 0 | 0 | 0 | 0 | 0 | 0 | 0 | 0 | 0 | #DIV/0!
LargeHotel | 0 - Prototype¦1 - Prototype-NewHvac | [15 empty] | NaN% | NaN% | NaN% | NaN% | NaN% | NaN% | NaN% | NaN% | NaN% | NaN% | NaN% | NaN% | NaN% | NaN%
LargeHotel | 1 - Prototype-NewHvac¦2 - Prototype-NewHvacLoadsConstSch | [15 empty] | NaN% | NaN% | NaN% | NaN% | NaN% | NaN% | NaN% | NaN% | NaN% | NaN% | NaN% | NaN% | NaN% | NaN%
LargeHotel | 2 - Prototype-NewHvacLoadsConstSch¦3b - Typical-Bar-Sliced | [15 empty] | Infinity% | Infinity% | Infinity% | NaN% | Infinity% | NaN% | Infinity% | Infinity% | Infinity% | Infinity% | NaN% | NaN% | Infinity% | NaN%
LargeHotel | 2 - Prototype-NewHvacLoadsConstSch¦4b - Typical-Bar-Blend | [15 empty] | Infinity% | Infinity% | Infinity% | NaN% | Infinity% | NaN% | Infinity% | Infinity% | Infinity% | Infinity% | NaN% | NaN% | NaN% | NaN%
LargeHotel | 2 - Prototype-NewHvacLoadsConstSch¦4c - Typical-Urban-Blend | [15 empty] | Infinity% | Infinity% | Infinity% | NaN% | Infinity% | NaN% | NaN% | NaN% | NaN% | Infinity% | NaN% | NaN% | NaN% | NaN%
LargeHotel | 2 - Prototype-NewHvacLoadsConstSch¦4d - Prototype-Prototype-Blend | [15 empty] | NaN% | NaN% | NaN% | NaN% | NaN% | NaN% | NaN% | NaN% | NaN% | NaN% | NaN% | NaN% | NaN% | NaN%
MidriseApartment | 0 - Prototype | run/Prototype Row B_0927_2004_2A/datapoint_59c942e553ff6b03c862017f | Houston Bush Intercontinental | 1710030 | 33740.7 | 50.6817 | 0.25 | 26.75 | 0 | 26.75 | 1586020 | 124012 | 0 | 0 | 0 | 129.752 | 113065 | 69133.8 | 490751 | 0 | 273294 | 0 | 124012 | 371506 | 268261 | 0 | 0 | 0 | 0 | 0 |  | 33136.1 | 20261.1 | 143825 | 0 | 80094.4 | 0 | 0 | 108878 | 78619.4 | 0 | 0 | 0 | 0 | 0 | 0 | 0 | 0 | 0 | 0 | 0 | 1240.36 | 0 | 0 | 0 | 0 | 0 | 0 | 0 | 89715.9 | 281478 | 0 | 80842.9 | 245823 | 19450.9 | 1025.8 | 227464 | 210769 | 116424 | 65205.7 | 54834.7 | 105540 | 219094 | 113135 | 105249
MidriseApartment | 1 - Prototype-NewHvac | run/Prototype Row B_0927_2004_2A/datapoint_59c942ed53ff6b03c862018f | Houston Bush Intercontinental | 1924970 | 33740.7 | 57.0519 | 1.25 | 159.5 | 1.25 | 158.5 | 1833370 | 91606.5 | 0 | 0 | 0 | 134.704 | 113065 | 69133.8 | 490751 | 0 | 273284 | 0 | 91606.5 | 389420 | 497613 | 85.3035 | 0 | 0 | 0 | 0 |  | 33136.1 | 20261.1 | 143825 | 0 | 80091.7 | 0 | 0 | 114128 | 145836 | 25 | 0 | 0 | 0 | 0 | 0 | 0 | 0 | 0 | 0 | 0 | 916.242 | 0 | 0 | 0 | 0 | 0 | 0 | 0 | 89715.9 | 281478 | 0 | 80324.1 | 240403 | 23187.9 | 329.6 | 227337 | 210836 | 116580 | 70495 | 46597.3 | 109977 | 219730 | 114788 | 105168
MidriseApartment | 2 - Prototype-NewHvacLoadsConstSch | run/Prototype Row B_0927_2004_2A/datapoint_59c942f553ff6b03c862019f | Houston Bush Intercontinental | 2135230 | 33740.7 | 63.2837 | 0.75 | 174.5 | 0.75 | 173.25 | 1638590 | 496647 | 0 | 0 | 0 | 130.312 | 113065 | 209032 | 490808 | 0 | 409419 | 0 | 97653.6 | 360711 | 454440 | 94.7817 | 0 | 0 | 0 | 0 |  | 33136.1 | 61261.1 | 143842 | 0 | 3055.56 | 0 | 0 | 105714 | 133183 | 27.7778 | 0 | 0 | 0 | 0 | 0 | 0 | 0 | 0 | 3990.7 | 0 | 976.724 | 0 | 0 | 0 | 0 | 0 | 0 | 0 | 89715.9 | 281480 | 0 | 80575.8 | 234424 | 17667.1 | 173 | 228180 | 212323 | 116581 | 56091.4 | 50499.3 | 155768 | 218209 | 112847 | 105170
MidriseApartment | 3b - Typical-Bar-Sliced | run/Prototype Row B_0927_2004_2A/datapoint_59c9430753ff6b03c86201af | Houston Bush Intercontinental | 2056340 | 33740 | 60.9465 | 1.5 | 251 | 1.5 | 205.25 | 1564160 | 492173 | 0 | 0 | 0 | 91.2697 | 113103 | 209032 | 490799 | 0 | 398993 | 0 | 93179.9 | 328817 | 422328 | 85.3035 | 0 | 0 | 0 | 0 |  | 33147.2 | 61261.1 | 143839 | 0 | 0 | 0 | 0 | 96366.7 | 123772 | 25 | 0 | 0 | 0 | 0 | 0 | 0 | 0 | 0 | 3990.7 | 0 | 931.979 | 0 | 0 | 0 | 0 | 0 | 0 | 0 | 113100 | 374072 | 0 | 107489 | 239933 | 24527.2 | 107.8 | 315301 | 216678 | 109796 | 77773.4 | 39273.5 | 169537 | 309676 | 120906 | 102790
MidriseApartment | 4b - Typical-Bar-Blend | run/Prototype Row B_0927_2004_2A/datapoint_59c9431053ff6b03c86201bf | Houston Bush Intercontinental | 2162050 | 33740 | 64.0796 | 0 | 201.75 | 0 | 201.75 | 1645600 | 516447 | 0 | 0 | 0 | 96.8319 | 113103 | 209032 | 490799 | 0 | 398993 | 0 | 117453 | 370293 | 462269 | 113.738 | 0 | 0 | 0 | 0 |  | 33147.2 | 61261.1 | 143839 | 0 | 0 | 0 | 0 | 108522 | 135478 | 33.3333 | 0 | 0 | 0 | 0 | 0 | 0 | 0 | 0 | 3990.7 | 0 | 1174.76 | 0 | 0 | 0 | 0 | 0 | 0 | 0 | 84825 | 280554 | 0 | 81173.3 | 232025 | 22360.7 | 99.3 | 236298 | 162059 | 110275 | 71430.8 | 48297.4 | 151455 | 229106 | 87710.5 | 102200
MidriseApartment | 4c - Typical-Urban-Blend | run/Prototype Row B_0927_2004_2A/datapoint_59c9432b53ff6b03c86201d1 | Houston Bush Intercontinental | 2010250 | 33687.8 | 59.673 | 0 | 51.5 | 0 | 51.5 | 1547880 | 462374 | 0 | 0 | 0 | 88.6839 | 129917 | 160162 | 488192 | 0 | 380141 | 0 | 82232.6 | 362123 | 407400 | 75.8254 | 0 | 0 | 0 | 0 |  | 38075 | 46938.9 | 143075 | 0 | 0 | 0 | 0 | 106128 | 119397 | 22.2222 | 0 | 0 | 0 | 0 | 0 | 0 | 0 | 0 | 3802.14 | 0 | 822.485 | 0 | 0 | 0 | 0 | 0 | 0 | 0 | 129916 | 371650 | 0 | 107506 | 243339 | 14665.4 | 99.6 | 246740 | 387899 | 68790.7 | 48048.1 | 50191.9 | 159250 | 248425 | 189629 | 81980.2
MidriseApartment | 4d - Prototype-Prototype-Blend | run/Prototype Row B_0927_2004_2A/datapoint_59c991be45b421004abe3ab2 | Houston Bush Intercontinental | 2143740 | 33740.7 | 63.5359 | 0.75 | 171.5 | 0.75 | 171.5 | 1639380 | 504362 | 0 | 0 | 0 | 130.334 | 113065 | 209032 | 490808 | 0 | 409419 | 0 | 105369 | 361403 | 454535 | 104.26 | 0 | 0 | 0 | 0 |  | 33136.1 | 61261.1 | 143842 | 0 | 3055.56 | 0 | 0 | 105917 | 133211 | 30.5556 | 0 | 0 | 0 | 0 | 0 | 0 | 0 | 0 | 3990.7 | 0 | 1053.89 | 0 | 0 | 0 | 0 | 0 | 0 | 0 | 84801.9 | 280563 | 0 | 81198.1 | 236724 | 21986.7 | 88 | 227791 | 211876 | 116477 | 70381.9 | 50787.9 | 157184 | 217528 | 111835 | 104582
[17 empty] | 0 | 139898.2 | 57 | 0 | 136125 | 0 | 26358.4 | 10795 | 186179 | 94.7817 | 0 | 0 | 0 | 0 | 29.21%
MidriseApartment | 0 - Prototype¦1 - Prototype-NewHvac |  | Houston Bush Intercontinental | 214940 | 0 | 6.3702 | 1 | 132.75 | 1.25 | 131.75 | 247350 | 32405.5 | 0 | 0 | 0 | 4.952 | 0% | 0% | 0% | 0% | 0.0005848% | 0% | 1.895% | 1.048% | 13.41% | 0.004988% | 0% | 0% | 0% | 0% | 16.36% | 0 | 0 | 0 | 0 | 2.7 | 0 | 0 | 5250 | 67216.6 | 25 | 0 | 0 | 0 | 0 | 0 | 0 | 0 | 0 | 0 | 0 | 324.118 | 0 | 0 | 0 | 0 | 0 | 0 | 0 | 0 | 0 | 0 | 518.8 | 5420 | 3737 | 696.2 | 127 | 67 | 156 | 5289.3 | 8237.4 | 4437 | 636 | 1653 | 81
MidriseApartment | 1 - Prototype-NewHvac¦2 - Prototype-NewHvacLoadsConstSch |  | Houston Bush Intercontinental | 210260 | 0 | 6.2318 | 0.5 | 15 | 0.5 | 14.75 | 194780 | 405040.5 | 0 | 0 | 0 | 4.392 | 0% | 7.268% | 0.002961% | 0% | 7.072% | 0% | 0.3141% | 1.491% | 2.243% | 0.0004924% | 0% | 0% | 0% | 0% | 18.39% | 0 | 41000 | 17 | 0 | 77036.14 | 0 | 0 | 8414 | 12653 | 2.7778 | 0 | 0 | 0 | 0 | 0 | 0 | 0 | 0 | 3990.7 | 0 | 60.482 | 0 | 0 | 0 | 0 | 0 | 0 | 0 | 0 | 2 | 0 | 251.7 | 5979 | 5520.8 | 156.6 | 843 | 1487 | 1 | 14403.6 | 3902 | 45791 | 1521 | 1941 | 2
MidriseApartment | 2 - Prototype-NewHvacLoadsConstSch¦3b - Typical-Bar-Sliced |  | Houston Bush Intercontinental | 78890 | 0.7 | 2.3372 | 0.75 | 76.5 | 0.75 | 32 | 74430 | 4474 | 0 | 0 | 0 | 39.0423 | 0.00178% | 0% | 0.0004215% | 0% | 0.4883% | 0% | 0.2095% | 1.494% | 1.504% | 0.0004439% | 0% | 0% | 0% | 0% | 3.698% | 11.1 | 0 | 3 | 0 | 3055.56 | 0 | 0 | 9347.3 | 9411 | 2.7778 | 0 | 0 | 0 | 0 | 0 | 0 | 0 | 0 | 0 | 0 | 44.745 | 0 | 0 | 0 | 0 | 0 | 0 | 0 | 23384.1 | 92592 | 0 | 26913.2 | 5509 | 6860.1 | 65.2 | 87121 | 4355 | 6785 | 21682 | 11225.8 | 13769 | 91467 | 8059 | 2380
MidriseApartment | 2 - Prototype-NewHvacLoadsConstSch¦4b - Typical-Bar-Blend |  | Houston Bush Intercontinental | 26820 | 0.7 | 0.7959 | 0.75 | 27.25 | 0.75 | 28.5 | 7010 | 19800 | 0 | 0 | 0 | 33.4801 | 0.00178% | 0% | 0.0004215% | 0% | 0.4883% | 0% | 0.9273% | 0.4488% | 0.3667% | 0.0008878% | 0% | 0% | 0% | 0% | 2.234% | 11.1 | 0 | 3 | 0 | 3055.56 | 0 | 0 | 2808 | 2295 | 5.5555 | 0 | 0 | 0 | 0 | 0 | 0 | 0 | 0 | 0 | 0 | 198.036 | 0 | 0 | 0 | 0 | 0 | 0 | 0 | 4890.9 | 926 | 0 | 597.5 | 2399 | 4693.6 | 73.7 | 8118 | 50264 | 6306 | 15339.4 | 2201.9 | 4313 | 10897 | 25136.5 | 2970
MidriseApartment | 2 - Prototype-NewHvacLoadsConstSch¦4c - Typical-Urban-Blend |  | Houston Bush Intercontinental | 124980 | 52.9 | 3.6107 | 0.75 | 123 | 0.75 | 121.75 | 90710 | 34273 | 0 | 0 | 0 | 41.6281 | 0.7892% | 2.289% | 0.1225% | 0% | 1.371% | 0% | 0.7222% | 0.06613% | 2.203% | 0.0008878% | 0% | 0% | 0% | 0% | 7.564% | 4938.9 | 14322.2 | 767 | 0 | 3055.56 | 0 | 0 | 414 | 13786 | 5.5556 | 0 | 0 | 0 | 0 | 0 | 0 | 0 | 0 | 188.56 | 0 | 154.239 | 0 | 0 | 0 | 0 | 0 | 0 | 0 | 40200.1 | 90170 | 0 | 26930.2 | 8915 | 3001.7 | 73.4 | 18560 | 175576 | 47790.3 | 8043.3 | 307.4 | 3482 | 30216 | 76782 | 23189.8
MidriseApartment | 2 - Prototype-NewHvacLoadsConstSch¦4d - Prototype-Prototype-Blend |  | Houston Bush Intercontinental | 8510 | 0 | 0.2522 | 0 | 3 | 0 | 1.75 | 790 | 7715 | 0 | 0 | 0 | 0.022 | 0% | 0% | 0% | 0% | 0% | 0% | 0.3613% | 0.03241% | 0.004449% | 0.0004439% | 0% | 0% | 0% | 0% | 0.3986% | 0 | 0 | 0 | 0 | 0 | 0 | 0 | 203 | 28 | 2.7778 | 0 | 0 | 0 | 0 | 0 | 0 | 0 | 0 | 0 | 0 | 77.166 | 0 | 0 | 0 | 0 | 0 | 0 | 0 | 4914 | 917 | 0 | 622.3 | 2300 | 4319.6 | 85 | 389 | 447 | 104 | 14290.5 | 288.6 | 1416 | 681 | 1012 | 588
HighriseApartment | 0 - Prototype | run/Prototype Row B_0927_2004_2A/datapoint_59c942e553ff6b03c8620180 | Houston Bush Intercontinental | 4516310 | 84351.2 | 53.5418 | 35.5 | 242.75 | 34 | 242.25 | 3449400 | 1066920 | 0 | 0 | 0 | 235.216 | 253190 | 202264 | 1078080 | 0 | 870835 | 0 | 268668 | 1093850 | 620470 | 53968.7 | 75000.8 | 0 | 0 | 0 |  | 74202.8 | 59277.8 | 315953 | 0 | 0 | 0 | 21272.2 | 320575 | 181842 | 15816.7 | 21980.6 | 0 | 0 | 0 | 0 | 0 | 0 | 0 | 8710.03 | 0 | 1961.22 | 0 | 0 | 0 | 0 | 0 | 0 | 0 | 253187 | 931284 | 0 | 274429 | 587806 | 84449.6 | 1401.8 | 648402 | 1027310 | 111410 | 280275 | 139589 | 117621 | 646140 | 595678 | 103470
HighriseApartment | 1 - Prototype-NewHvac | run/Prototype Row B_0927_2004_2A/datapoint_59c942ed53ff6b03c8620190 | Houston Bush Intercontinental | 4840680 | 84351.2 | 57.3873 | 2.25 | 167 | 2.25 | 166.75 | 3738640 | 1102050 | 0 | 0 | 0 | 221.263 | 253190 | 202264 | 1078080 | 0 | 870835 | 0 | 231211 | 1017080 | 1187430 | 606.603 | 0 | 0 | 0 | 0 |  | 74202.8 | 59277.8 | 315953 | 0 | 0 | 0 | 0 | 298078 | 348000 | 177.778 | 0 | 0 | 0 | 0 | 0 | 0 | 0 | 0 | 8710.03 | 0 | 2312.55 | 0 | 0 | 0 | 0 | 0 | 0 | 0 | 253187 | 931284 | 0 | 272284 | 612012 | 84490.3 | 1304.1 | 646694 | 1023200 | 111138 | 287645 | 118513 | 122385 | 650328 | 607822 | 104157
HighriseApartment | 2 - Prototype-NewHvacLoadsConstSch | run/Prototype Row B_0927_2004_2A/datapoint_59c942f553ff6b03c86201a0 | Houston Bush Intercontinental | 4988310 | 84351.2 | 59.1375 | 3 | 171.5 | 3 | 171.25 | 3823930 | 1164370 | 0 | 0 | 0 | 227.019 | 253190 | 248319 | 1155160 | 0 | 925581 | 0 | 238793 | 997767 | 1168880 | 616.081 | 0 | 0 | 0 | 0 |  | 74202.8 | 72775 | 338544 | 0 | 0 | 0 | 0 | 292417 | 342564 | 180.556 | 0 | 0 | 0 | 0 | 0 | 0 | 0 | 0 | 9257.6 | 0 | 2388.39 | 0 | 0 | 0 | 0 | 0 | 0 | 0 | 253187 | 923924 | 0 | 272498 | 605885 | 79636.1 | 78.6 | 647362 | 1025240 | 111313 | 268309 | 121212 | 177386 | 649136 | 605456 | 103836
HighriseApartment | 3b - Typical-Bar-Sliced | run/Prototype Row B_0927_2004_2A/datapoint_59c9430753ff6b03c86201b0 | Houston Bush Intercontinental | 4501630 | 84351 | 53.3678 | 0.5 | 260.25 | 0.5 | 252.25 | 3419710 | 1081920 | 0 | 0 | 0 | 202.326 | 253257 | 248319 | 1155180 | 0 | 849017 | 0 | 232907 | 825937 | 936396 | 616.081 | 0 | 0 | 0 | 0 |  | 74222.2 | 72775 | 338550 | 0 | 0 | 0 | 0 | 242058 | 274431 | 180.556 | 0 | 0 | 0 | 0 | 0 | 0 | 0 | 0 | 8491.8 | 0 | 2329.52 | 0 | 0 | 0 | 0 | 0 | 0 | 0 | 253255 | 923913 | 0 | 271420 | 603548 | 78005.9 | 900.8 | 748014 | 516383 | 97579.5 | 262314 | 95617.1 | 187063 | 772799 | 322319 | 97252.4
HighriseApartment | 4b - Typical-Bar-Blend | run/Prototype Row B_0927_2004_2A/datapoint_59c9431053ff6b03c86201c0 | Houston Bush Intercontinental | 4860840 | 84351 | 57.6264 | 0 | 197.75 | 0 | 197.75 | 3712530 | 1148310 | 0 | 0 | 0 | 222.486 | 253257 | 248319 | 1155180 | 0 | 848979 | 0 | 299330 | 944528 | 1110560 | 682.428 | 0 | 0 | 0 | 0 |  | 74222.2 | 72775 | 338550 | 0 | 0 | 0 | 0 | 276814 | 325472 | 200 | 0 | 0 | 0 | 0 | 0 | 0 | 0 | 0 | 8491.43 | 0 | 2993.88 | 0 | 0 | 0 | 0 | 0 | 0 | 0 | 75976.6 | 277174 | 0 | 82597.3 | 584990 | 36591.4 | 99.3 | 228248 | 158168 | 98251.9 | 118324 | 111536 | 150526 | 225072 | 89282.1 | 96170.3
HighriseApartment | 4c - Typical-Urban-Blend | run/Prototype Row B_0927_2004_2A/datapoint_59c9432b53ff6b03c86201d2 | Houston Bush Intercontinental | 4671780 | 84292.3 | 55.4236 | 0 | 60 | 0 | 60 | 3624070 | 1047710 | 0 | 0 | 0 | 210.491 | 306012 | 166238 | 1152530 | 0 | 848960 | 0 | 198748 | 956490 | 1042220 | 578.168 | 0 | 0 | 0 | 0 |  | 89683.3 | 48719.4 | 337772 | 0 | 0 | 0 | 0 | 280319 | 305444 | 169.444 | 0 | 0 | 0 | 0 | 0 | 0 | 0 | 0 | 8491.24 | 0 | 1987.86 | 0 | 0 | 0 | 0 | 0 | 0 | 0 | 306015 | 921422 | 0 | 271718 | 610099 | 46838.8 | 99.6 | 588753 | 924891 | 61336.1 | 157660 | 123766 | 159069 | 610241 | 501659 | 77015.9
HighriseApartment | 4d - Prototype-Prototype-Blend | run/Prototype Row B_0927_2004_2A/datapoint_59c991be45b421004abe3ab3 | Houston Bush Intercontinental | 5021860 | 84351.2 | 59.5351 | 6 | 189 | 6 | 189 | 3847630 | 1174220 | 0 | 0 | 0 | 228.686 | 253190 | 248319 | 1155160 | 0 | 925600 | 0 | 248631 | 997928 | 1192400 | 625.559 | 0 | 0 | 0 | 0 |  | 74202.8 | 72775 | 338544 | 0 | 0 | 0 | 0 | 292464 | 349458 | 183.333 | 0 | 0 | 0 | 0 | 0 | 0 | 0 | 0 | 9257.79 | 0 | 2486.79 | 0 | 0 | 0 | 0 | 0 | 0 | 0 | 253187 | 923924 | 0 | 272304 | 607778 | 84646.6 | 79.5 | 648909 | 1030590 | 111721 | 279673 | 112474 | 176521 | 646191 | 599887 | 102524
[17 empty] | 0 | 46055 | 77080 | 0 | 54746 | 0 | 29875 | 96083 | 548410 | 53352.619 | 75000.8 | 0 | 0 | 0 | 21.71%
HighriseApartment | 0 - Prototype¦1 - Prototype-NewHvac |  | Houston Bush Intercontinental | 324370 | 0 | 3.8455 | 33.25 | 75.75 | 31.75 | 75.5 | 289240 | 35130 | 0 | 0 | 0 | 13.953 | 0% | 0% | 0% | 0% | 0% | 0% | 0.8294% | 1.7% | 12.55% | 1.182% | 1.661% | 0% | 0% | 0% | 17.93% | 0 | 0 | 0 | 0 | 0 | 0 | 21272.2 | 22497 | 166158 | 15638.922 | 21980.6 | 0 | 0 | 0 | 0 | 0 | 0 | 0 | 0 | 0 | 351.33 | 0 | 0 | 0 | 0 | 0 | 0 | 0 | 0 | 0 | 0 | 2145 | 24206 | 40.7 | 97.7 | 1708 | 4110 | 272 | 7370 | 21076 | 4764 | 4188 | 12144 | 687
HighriseApartment | 1 - Prototype-NewHvac¦2 - Prototype-NewHvacLoadsConstSch |  | Houston Bush Intercontinental | 147630 | 0 | 1.7502 | 0.75 | 4.5 | 0.75 | 4.5 | 85290 | 62320 | 0 | 0 | 0 | 5.756 | 0% | 0.9514% | 1.592% | 0% | 1.131% | 0% | 0.1566% | 0.399% | 0.3832% | 0.0001958% | 0% | 0% | 0% | 0% | 4.614% | 0 | 13497.2 | 22591 | 0 | 0 | 0 | 0 | 5661 | 5436 | 2.778 | 0 | 0 | 0 | 0 | 0 | 0 | 0 | 0 | 547.57 | 0 | 75.84 | 0 | 0 | 0 | 0 | 0 | 0 | 0 | 0 | 7360 | 0 | 214 | 6127 | 4854.2 | 1225.5 | 668 | 2040 | 175 | 19336 | 2699 | 55001 | 1192 | 2366 | 321
HighriseApartment | 2 - Prototype-NewHvacLoadsConstSch¦3b - Typical-Bar-Sliced |  | Houston Bush Intercontinental | 486680 | 0.2 | 5.7697 | 2.5 | 88.75 | 2.5 | 81 | 404220 | 82450 | 0 | 0 | 0 | 24.693 | 0.001343% | 0% | 0.0004009% | 0% | 1.535% | 0% | 0.118% | 3.445% | 4.661% | 0% | 0% | 0% | 0% | 0% | 9.76% | 19.4 | 0 | 6 | 0 | 0 | 0 | 0 | 50359 | 68133 | 0 | 0 | 0 | 0 | 0 | 0 | 0 | 0 | 0 | 765.8 | 0 | 58.87 | 0 | 0 | 0 | 0 | 0 | 0 | 0 | 68 | 11 | 0 | 1078 | 2337 | 1630.2 | 822.2 | 100652 | 508857 | 13733.5 | 5995 | 25594.9 | 9677 | 123663 | 283137 | 6583.6
HighriseApartment | 2 - Prototype-NewHvacLoadsConstSch¦4b - Typical-Bar-Blend |  | Houston Bush Intercontinental | 127470 | 0.2 | 1.5111 | 3 | 26.25 | 3 | 26.5 | 111400 | 16060 | 0 | 0 | 0 | 4.533 | 0.001343% | 0% | 0.0004009% | 0% | 1.536% | 0% | 1.214% | 1.067% | 1.169% | 0.00133% | 0% | 0% | 0% | 0% | 4.989% | 19.4 | 0 | 6 | 0 | 0 | 0 | 0 | 15603 | 17092 | 19.444 | 0 | 0 | 0 | 0 | 0 | 0 | 0 | 0 | 766.17 | 0 | 605.49 | 0 | 0 | 0 | 0 | 0 | 0 | 0 | 177210.4 | 646750 | 0 | 189900.7 | 20895 | 43044.7 | 20.7 | 419114 | 867072 | 13061.1 | 149985 | 9676 | 26860 | 424064 | 516173.9 | 7665.7
HighriseApartment | 2 - Prototype-NewHvacLoadsConstSch¦4c - Typical-Urban-Blend |  | Houston Bush Intercontinental | 316530 | 58.9 | 3.7139 | 3 | 111.5 | 3 | 111.25 | 199860 | 116660 | 0 | 0 | 0 | 16.528 | 1.059% | 1.645% | 0.05272% | 0% | 1.536% | 0% | 0.8028% | 0.8275% | 2.539% | 0.00076% | 0% | 0% | 0% | 0% | 8.463% | 15480.5 | 24055.6 | 772 | 0 | 0 | 0 | 0 | 12098 | 37120 | 11.112 | 0 | 0 | 0 | 0 | 0 | 0 | 0 | 0 | 766.36 | 0 | 400.53 | 0 | 0 | 0 | 0 | 0 | 0 | 0 | 52828 | 2502 | 0 | 780 | 4214 | 32797.3 | 21 | 58609 | 100349 | 49976.9 | 110649 | 2554 | 18317 | 38895 | 103797 | 26820.1
HighriseApartment | 2 - Prototype-NewHvacLoadsConstSch¦4d - Prototype-Prototype-Blend |  | Houston Bush Intercontinental | 33550 | 0 | 0.3976 | 3 | 17.5 | 3 | 17.75 | 23700 | 9850 | 0 | 0 | 0 | 1.667 | 0% | 0% | 0% | 0% | 0.0003809% | 0% | 0.1972% | 0.003228% | 0.4715% | 0.00019% | 0% | 0% | 0% | 0% | 0.6725% | 0 | 0 | 0 | 0 | 0 | 0 | 0 | 47 | 6894 | 2.777 | 0 | 0 | 0 | 0 | 0 | 0 | 0 | 0 | 0.19 | 0 | 98.4 | 0 | 0 | 0 | 0 | 0 | 0 | 0 | 0 | 0 | 0 | 194 | 1893 | 5010.5 | 0.9 | 1547 | 5350 | 408 | 11364 | 8738 | 865 | 2945 | 5569 | 1312
StripMall | 0 - Prototype | run/Prototype Row B_0927_2004_2A/datapoint_59c942e553ff6b03c862017d | Houston Bush Intercontinental | 1672750 | 22500 | 74.3442 | 87.75 | 1291.5 | 11 | 0 | 1563520 | 109226 | 0 | 0 | 0 | 153.03 | 605560 | 136325 | 122837 | 0 | 36197.1 | 0 | 109226 | 378880 | 283720 | 0 | 0 | 0 | 0 | 0 |  | 177472 | 39952.8 | 36000 | 0 | 10608.3 | 0 | 0 | 111039 | 83150 | 0 | 0 | 0 | 0 | 0 | 0 | 0 | 0 | 0 | 0 | 0 | 1092.48 | 0 | 0 | 0 | 0 | 0 | 0 | 0 | 605558 | 122834 | 0 | 68442.7 | 474417 | 88293.8 | 22211 | 248030 | 153337 | 340978 | 89542.2 | 55249.6 | 333304 | 230257 | 49148.4 | 284403
StripMall | 1 - Prototype-NewHvac | run/Prototype Row B_0927_2004_2A/datapoint_59c942ed53ff6b03c862018d | Houston Bush Intercontinental | 1656360 | 22500 | 73.6158 | 253.75 | 2174.25 | 162.5 | 889.25 | 1568400 | 87957.4 | 0 | 0 | 0 | 154.861 | 605560 | 136325 | 122837 | 0 | 36197.1 | 0 | 88668.3 | 437598 | 229182 | 0 | 0 | 0 | 0 | 0 |  | 177472 | 39952.8 | 36000 | 0 | 10608.3 | 0 | 208.333 | 128247 | 67166.7 | 0 | 0 | 0 | 0 | 0 | 0 | 0 | 0 | 0 | 0 | 0 | 879.744 | 0 | 0 | 0 | 0 | 0 | 0 | 0 | 605558 | 122834 | 0 | 68238.2 | 565879 | 87965.5 | 20625.3 | 247446 | 152784 | 340374 | 90578.6 | 44026.4 | 340400 | 230940 | 49574.3 | 285072
StripMall | 2 - Prototype-NewHvacLoadsConstSch | run/Prototype Row B_0927_2004_2A/datapoint_59c942f553ff6b03c862019d | Houston Bush Intercontinental | 1596580 | 22500 | 70.959 | 357 | 2023.75 | 206.5 | 888.25 | 1468310 | 128268 | 0 | 0 | 0 | 133.244 | 605560 | 180161 | 122837 | 0 | 80043.2 | 0 | 85540.5 | 362597 | 159849 | 0 | 0 | 0 | 0 | 0 |  | 177472 | 52800 | 36000 | 0 | 10608.3 | 0 | 327.778 | 106267 | 46847.2 | 0 | 0 | 0 | 0 | 0 | 0 | 0 | 0 | 0 | 438.545 | 0 | 844.384 | 0 | 0 | 0 | 0 | 0 | 0 | 0 | 605558 | 122834 | 0 | 68145.1 | 538935 | 16964.5 | 11351.9 | 249804 | 154856 | 343302 | 38783.9 | 32094.2 | 471692 | 226440 | 46919 | 280181
StripMall | 3b - Typical-Bar-Sliced | run/Prototype Row B_0927_2004_2A/datapoint_59c9430753ff6b03c86201ad | Houston Bush Intercontinental | 1635240 | 22497 | 72.687 | 534.75 | 1455.5 | 197 | 997 | 1459540 | 175687 | 0 | 0 | 0 | 125.333 | 605475 | 180152 | 122818 | 0 | 35647.4 | 0 | 142135 | 353299 | 195705 | 0 | 0 | 0 | 0 | 0 |  | 177447 | 52797.2 | 35994.4 | 0 | 0 | 0 | 613.889 | 103542 | 57355.6 | 0 | 0 | 0 | 0 | 0 | 0 | 0 | 0 | 0 | 356.543 | 0 | 1400.67 | 0 | 0 | 0 | 0 | 0 | 0 | 0 | 605478 | 122818 | 0 | 68079.3 | 507666 | 17108.5 | 38919.8 | 256421 | 128041 | 329442 | 34346.4 | 62509.2 | 478278 | 224568 | 45342.6 | 264866
StripMall | 4b - Typical-Bar-Blend | run/Prototype Row B_0927_2004_2A/datapoint_59c9431053ff6b03c86201bd | Houston Bush Intercontinental | 1527110 | 22497 | 67.8808 | 460.5 | 1064.25 | 168.25 | 921.25 | 1379430 | 147679 | 0 | 0 | 0 | 121.48 | 605475 | 180152 | 122818 | 0 | 35647.4 | 0 | 113852 | 329063 | 140097 | 0 | 0 | 0 | 0 | 0 |  | 177447 | 52797.2 | 35994.4 | 0 | 0 | 0 | 533.333 | 96438.9 | 41058.3 | 0 | 0 | 0 | 0 | 0 | 0 | 0 | 0 | 0 | 356.543 | 0 | 1120.54 | 0 | 0 | 0 | 0 | 0 | 0 | 0 | 605478 | 122818 | 0 | 68242.3 | 493213 | 17372 | 39904.4 | 256099 | 128911 | 329104 | 34956.4 | 45001.8 | 485932 | 225236 | 44922 | 264930
StripMall | 4c - Typical-Urban-Blend | run/Prototype Row B_0927_2004_2A/datapoint_59c9432b53ff6b03c86201cf | Houston Bush Intercontinental | 1263400 | 22501.1 | 56.1485 | 197.25 | 439.25 | 53 | 400.75 | 1194240 | 69152.7 | 0 | 0 | 0 | 102.67 | 519167 | 124903 | 122837 | 0 | 31552.8 | 0 | 38794.2 | 248897 | 177251 | 0 | 0 | 0 | 0 | 0 |  | 152153 | 36605.6 | 36000 | 0 | 0 | 0 | 350 | 72944.4 | 51947.2 | 0 | 0 | 0 | 0 | 0 | 0 | 0 | 0 | 0 | 315.589 | 0 | 376.072 | 0 | 0 | 0 | 0 | 0 | 0 | 0 | 519162 | 122840 | 0 | 67874.1 | 332274 | 9635.97 | 55490.7 | 196848 | 308205 | 204975 | 19155.5 | 3642.1 | 519515 | 174903 | 89883.9 | 207128
StripMall | 4d - Prototype-Prototype-Blend | run/Prototype Row B_0927_2004_2A/datapoint_59c991be45b421004abe3ab0 | Houston Bush Intercontinental | 1562150 | 22500 | 69.429 | 136 | 1109.5 | 102 | 685.5 | 1448750 | 113406 | 0 | 0 | 0 | 129.452 | 605560 | 180161 | 122837 | 0 | 80043.2 | 0 | 70290.1 | 337214 | 166048 | 0 | 0 | 0 | 0 | 0 |  | 177472 | 52800 | 36000 | 0 | 10608.3 | 0 | 211.111 | 98827.8 | 48663.9 | 0 | 0 | 0 | 0 | 0 | 0 | 0 | 0 | 0 | 438.545 | 0 | 695.832 | 0 | 0 | 0 | 0 | 0 | 0 | 0 | 605558 | 122834 | 0 | 68180 | 548210 | 16953.6 | 11365.7 | 249749 | 154786 | 343264 | 39160.9 | 25550 | 479807 | 225699 | 46913.1 | 280024
[17 empty] | 0 | 43836 | 0 | 0 | 43846.1 | 0 | 23685.5 | 16283 | 123871 | 0 | 0 | 0 | 0 | 0 | 15.04%
StripMall | 0 - Prototype¦1 - Prototype-NewHvac |  | Houston Bush Intercontinental | 16390 | 0 | 0.7284 | 166 | 882.75 | 151.5 | 889.25 | 4880 | 21268.6 | 0 | 0 | 0 | 1.831 | 0% | 0% | 0% | 0% | 0% | 0% | 1.229% | 3.51% | 3.26% | 0% | 0% | 0% | 0% | 0% | 8% | 0 | 0 | 0 | 0 | 0 | 0 | 208.333 | 17208 | 15983.3 | 0 | 0 | 0 | 0 | 0 | 0 | 0 | 0 | 0 | 0 | 0 | 212.736 | 0 | 0 | 0 | 0 | 0 | 0 | 0 | 0 | 0 | 0 | 204.5 | 91462 | 328.3 | 1585.7 | 584 | 553 | 604 | 1036.4 | 11223.2 | 7096 | 683 | 425.9 | 669
StripMall | 1 - Prototype-NewHvac¦2 - Prototype-NewHvacLoadsConstSch |  | Houston Bush Intercontinental | 59780 | 0 | 2.6568 | 103.25 | 150.5 | 44 | 1 | 100090 | 40310.6 | 0 | 0 | 0 | 21.617 | 0% | 2.647% | 0% | 0% | 2.647% | 0% | 0.1888% | 4.528% | 4.186% | 0% | 0% | 0% | 0% | 0% | 14.2% | 0 | 12847.2 | 0 | 0 | 0 | 0 | 119.445 | 21980 | 20319.5 | 0 | 0 | 0 | 0 | 0 | 0 | 0 | 0 | 0 | 438.545 | 0 | 35.36 | 0 | 0 | 0 | 0 | 0 | 0 | 0 | 0 | 0 | 0 | 93.1 | 26944 | 71001 | 9273.4 | 2358 | 2072 | 2928 | 51794.7 | 11932.2 | 131292 | 4500 | 2655.3 | 4891
StripMall | 2 - Prototype-NewHvacLoadsConstSch¦3b - Typical-Bar-Sliced |  | Houston Bush Intercontinental | 38660 | 3 | 1.728 | 177.75 | 568.25 | 9.5 | 108.75 | 8770 | 47419 | 0 | 0 | 0 | 7.911 | 0.005324% | 0.0005637% | 0.00119% | 0% | 2.781% | 0% | 3.545% | 0.5824% | 2.246% | 0% | 0% | 0% | 0% | 0% | 9.161% | 25 | 2.8 | 5.6 | 0 | 10608.3 | 0 | 286.111 | 2725 | 10508.4 | 0 | 0 | 0 | 0 | 0 | 0 | 0 | 0 | 0 | 82.002 | 0 | 556.286 | 0 | 0 | 0 | 0 | 0 | 0 | 0 | 80 | 16 | 0 | 65.8 | 31269 | 144 | 27567.9 | 6617 | 26815 | 13860 | 4437.5 | 30415 | 6586 | 1872 | 1576.4 | 15315
StripMall | 2 - Prototype-NewHvacLoadsConstSch¦4b - Typical-Bar-Blend |  | Houston Bush Intercontinental | 69470 | 3 | 3.0782 | 103.5 | 959.5 | 38.25 | 33 | 88880 | 19411 | 0 | 0 | 0 | 11.764 | 0.005324% | 0.0005637% | 0.00119% | 0% | 2.781% | 0% | 1.773% | 2.1% | 1.237% | 0% | 0% | 0% | 0% | 0% | 7.899% | 25 | 2.8 | 5.6 | 0 | 10608.3 | 0 | 205.555 | 9828.1 | 5788.9 | 0 | 0 | 0 | 0 | 0 | 0 | 0 | 0 | 0 | 82.002 | 0 | 276.156 | 0 | 0 | 0 | 0 | 0 | 0 | 0 | 80 | 16 | 0 | 97.2 | 45722 | 407.5 | 28552.5 | 6295 | 25945 | 14198 | 3827.5 | 12907.6 | 14240 | 1204 | 1997 | 15251
StripMall | 2 - Prototype-NewHvacLoadsConstSch¦4c - Typical-Urban-Blend |  | Houston Bush Intercontinental | 333180 | 1.1 | 14.8105 | 159.75 | 1584.5 | 153.5 | 487.5 | 274070 | 59115.3 | 0 | 0 | 0 | 30.574 | 5.411% | 3.461% | 0% | 0% | 3.037% | 0% | 2.928% | 7.121% | 1.09% | 0% | 0% | 0% | 0% | 0% | 23.05% | 25319 | 16194.4 | 0 | 0 | 10608.3 | 0 | 22.222 | 33322.6 | 5100 | 0 | 0 | 0 | 0 | 0 | 0 | 0 | 0 | 0 | 122.956 | 0 | 468.312 | 0 | 0 | 0 | 0 | 0 | 0 | 0 | 86396 | 6 | 0 | 271 | 206661 | 7328.53 | 44138.8 | 52956 | 153349 | 138327 | 19628.4 | 28452.1 | 47823 | 51537 | 42964.9 | 73053
StripMall | 2 - Prototype-NewHvacLoadsConstSch¦4d - Prototype-Prototype-Blend |  | Houston Bush Intercontinental | 34430 | 0 | 1.53 | 221 | 914.25 | 104.5 | 202.75 | 19560 | 14862 | 0 | 0 | 0 | 3.792 | 0% | 0% | 0% | 0% | 0% | 0% | 0.9552% | 1.59% | 0.3883% | 0% | 0% | 0% | 0% | 0% | 2.933% | 0 | 0 | 0 | 0 | 0 | 0 | 116.667 | 7439.2 | 1816.7 | 0 | 0 | 0 | 0 | 0 | 0 | 0 | 0 | 0 | 0 | 0 | 148.552 | 0 | 0 | 0 | 0 | 0 | 0 | 0 | 0 | 0 | 0 | 34.9 | 9275 | 10.9 | 13.8 | 55 | 70 | 38 | 377 | 6544.2 | 8115 | 741 | 5.9 | 157
Retail | 0 - Prototype | run/Prototype Row B_0927_2004_2A/datapoint_59c942e553ff6b03c862017e | Houston Bush Intercontinental | 1642160 | 24692.3 | 66.5049 | 57.75 | 1117.5 | 0 | 0 | 1479740 | 162418 | 0 | 0 | 0 | 127.3 | 470942 | 109056 | 187308 | 0 | 55599 | 0 | 106819 | 352872 | 359573 | 0 | 0 | 0 | 0 | 0 |  | 138019 | 31961.1 | 54894.4 | 0 | 0 | 0 | 0 | 103417 | 105381 | 0 | 0 | 0 | 0 | 0 | 0 | 0 | 0 | 0 | 556.097 | 0 | 1068.4 | 0 | 0 | 0 | 0 | 0 | 0 | 0 | 470940 | 187303 | 0 | 217418 | 510235 | 5969.65 | 6734.7 | 447882 | 114673 | 389765 | 59654.6 | 56819.3 | 367419 | 430881 | 38289.8 | 323482
Retail | 1 - Prototype-NewHvac | run/Prototype Row B_0927_2004_2A/datapoint_59c942ed53ff6b03c862018e | Houston Bush Intercontinental | 1663860 | 24692.3 | 67.3836 | 326.5 | 1327 | 101.5 | 151.25 | 1507430 | 156428 | 0 | 0 | 0 | 131.52 | 470942 | 109056 | 187308 | 0 | 55599 | 0 | 101161 | 411637 | 328163 | 0 | 0 | 0 | 0 | 0 |  | 138019 | 31961.1 | 54894.4 | 0 | 0 | 0 | 97.2222 | 120639 | 96175 | 0 | 0 | 0 | 0 | 0 | 0 | 0 | 0 | 0 | 556.097 | 0 | 1008.48 | 0 | 0 | 0 | 0 | 0 | 0 | 0 | 470940 | 187303 | 0 | 217335 | 620827 | 5139.96 | 6879.3 | 447824 | 114370 | 389693 | 73545.5 | 37740.7 | 368861 | 430953 | 38559.9 | 323598
Retail | 2 - Prototype-NewHvacLoadsConstSch | run/Prototype Row B_0927_2004_2A/datapoint_59c942f553ff6b03c862019e | Houston Bush Intercontinental | 1565790 | 24692.3 | 63.4122 | 266.25 | 1349 | 95.75 | 162 | 1393350 | 172446 | 0 | 0 | 0 | 127.847 | 470942 | 115056 | 187308 | 0 | 55599 | 0 | 117871 | 358408 | 260612 | 0 | 0 | 0 | 0 | 0 |  | 138019 | 33719.4 | 54894.4 | 0 | 0 | 0 | 300 | 105039 | 76377.8 | 0 | 0 | 0 | 0 | 0 | 0 | 0 | 0 | 0 | 556.097 | 0 | 1168.69 | 0 | 0 | 0 | 0 | 0 | 0 | 0 | 470940 | 187303 | 0 | 218690 | 531459 | 17307.1 | 2775 | 449137 | 115680 | 393301 | 41952 | 60227.3 | 504918 | 427895 | 36344.9 | 316672
Retail | 3b - Typical-Bar-Sliced | run/Prototype Row B_0927_2004_2A/datapoint_59c9430753ff6b03c86201ae | Houston Bush Intercontinental | 1496480 | 24692 | 60.6059 | 439.75 | 1158.75 | 136.5 | 262.25 | 1330740 | 165735 | 0 | 0 | 0 | 124.008 | 470942 | 115046 | 187270 | 0 | 0 | 0 | 167839 | 361905 | 193468 | 0 | 0 | 0 | 0 | 0 |  | 138019 | 33716.7 | 54883.3 | 0 | 0 | 0 | 616.667 | 106064 | 56700 | 0 | 0 | 0 | 0 | 0 | 0 | 0 | 0 | 0 | 0 | 0 | 1657.67 | 0 | 0 | 0 | 0 | 0 | 0 | 0 | 470938 | 187273 | 0 | 219263 | 486362 | 17776.4 | 15211.5 | 447967 | 87018.2 | 355182 | 39049.5 | 73264.8 | 502798 | 425403 | 31624.9 | 288097
Retail | 4b - Typical-Bar-Blend | run/Prototype Row B_0927_2004_2A/datapoint_59c9431053ff6b03c86201be | Houston Bush Intercontinental | 1486170 | 24692 | 60.1883 | 374.75 | 804.5 | 115.25 | 231 | 1340140 | 146030 | 0 | 0 | 0 | 120.794 | 470942 | 115046 | 187270 | 0 | 0 | 0 | 148153 | 342844 | 221903 | 0 | 0 | 0 | 0 | 0 |  | 138019 | 33716.7 | 54883.3 | 0 | 0 | 0 | 622.222 | 100478 | 65033.3 | 0 | 0 | 0 | 0 | 0 | 0 | 0 | 0 | 0 | 0 | 0 | 1460.58 | 0 | 0 | 0 | 0 | 0 | 0 | 0 | 470938 | 187273 | 0 | 218904 | 498376 | 18063 | 20005.6 | 447154 | 87709.7 | 354077 | 39191.4 | 71770.4 | 508819 | 424667 | 30279 | 286121
Retail | 4c - Typical-Urban-Blend | run/Prototype Row B_0927_2004_2A/datapoint_59c9432b53ff6b03c86201d0 | Houston Bush Intercontinental | 1341310 | 24686.4 | 54.3341 | 249.25 | 337.25 | 49 | 58.5 | 1278660 | 62650.7 | 0 | 0 | 0 | 113.681 | 456601 | 73996.1 | 187232 | 0 | 0 | 0 | 63826 | 314419 | 245248 | 0 | 0 | 0 | 0 | 0 |  | 133817 | 21686.1 | 54872.2 | 0 | 0 | 0 | 344.444 | 92147.2 | 71875 | 0 | 0 | 0 | 0 | 0 | 0 | 0 | 0 | 0 | 0 | 0 | 626.628 | 0 | 0 | 0 | 0 | 0 | 0 | 0 | 456600 | 187231 | 0 | 217490 | 418601 | 9939.46 | 34077 | 336454 | 319021 | 219710 | 21802.3 | 18029.9 | 578815 | 300333 | 95115.7 | 227229
Retail | 4d - Prototype-Prototype-Blend | run/Prototype Row B_0927_2004_2A/datapoint_59c991be45b421004abe3ab1 | Houston Bush Intercontinental | 1567800 | 24692.3 | 63.4936 | 230.25 | 1027 | 88 | 129.25 | 1396510 | 171290 | 0 | 0 | 0 | 128.885 | 470942 | 115056 | 187308 | 0 | 55599 | 0 | 116676 | 361005 | 261228 | 0 | 0 | 0 | 0 | 0 |  | 138019 | 33719.4 | 54894.4 | 0 | 0 | 0 | 288.889 | 105800 | 76558.3 | 0 | 0 | 0 | 0 | 0 | 0 | 0 | 0 | 0 | 556.097 | 0 | 1157.13 | 0 | 0 | 0 | 0 | 0 | 0 | 0 | 470940 | 187303 | 0 | 218937 | 528447 | 17652.4 | 3090.6 | 449112 | 117103 | 393653 | 41888.2 | 60361.5 | 508839 | 427522 | 35438.9 | 315715
[17 empty] | 0 | 6000 | 0 | 0 | 0 | 0 | 11052 | 5536 | 98961 | 0 | 0 | 0 | 0 | 0 | 7.402%
Retail | 0 - Prototype¦1 - Prototype-NewHvac |  | Houston Bush Intercontinental | 21700 | 0 | 0.8787 | 268.75 | 209.5 | 101.5 | 151.25 | 27690 | 5990 | 0 | 0 | 0 | 4.22 | 0% | 0% | 0% | 0% | 0% | 0% | 0.3445% | 3.579% | 1.913% | 0% | 0% | 0% | 0% | 0% | 5.836% | 0 | 0 | 0 | 0 | 0 | 0 | 97.2222 | 17222 | 9206 | 0 | 0 | 0 | 0 | 0 | 0 | 0 | 0 | 0 | 0 | 0 | 59.92 | 0 | 0 | 0 | 0 | 0 | 0 | 0 | 0 | 0 | 0 | 83 | 110592 | 829.69 | 144.6 | 58 | 303 | 72 | 13890.9 | 19078.6 | 1442 | 72 | 270.1 | 116
Retail | 1 - Prototype-NewHvac¦2 - Prototype-NewHvacLoadsConstSch |  | Houston Bush Intercontinental | 98070 | 0 | 3.9714 | 60.25 | 22 | 5.75 | 10.75 | 114080 | 16018 | 0 | 0 | 0 | 3.673 | 0% | 0.3606% | 0% | 0% | 0% | 0% | 1.004% | 3.199% | 4.06% | 0% | 0% | 0% | 0% | 0% | 8.624% | 0 | 1758.3 | 0 | 0 | 0 | 0 | 202.7778 | 15600 | 19797.2 | 0 | 0 | 0 | 0 | 0 | 0 | 0 | 0 | 0 | 0 | 0 | 160.21 | 0 | 0 | 0 | 0 | 0 | 0 | 0 | 0 | 0 | 0 | 1355 | 89368 | 12167.14 | 4104.3 | 1313 | 1310 | 3608 | 31593.5 | 22486.6 | 136057 | 3058 | 2215 | 6926
Retail | 2 - Prototype-NewHvacLoadsConstSch¦3b - Typical-Bar-Sliced |  | Houston Bush Intercontinental | 69310 | 0.3 | 2.8063 | 173.5 | 190.25 | 40.75 | 100.25 | 62610 | 6711 | 0 | 0 | 0 | 3.839 | 0% | 0.0006387% | 0.002427% | 0% | 3.551% | 0% | 3.191% | 0.2233% | 4.288% | 0% | 0% | 0% | 0% | 0% | 11.26% | 0 | 2.7 | 11.1 | 0 | 0 | 0 | 316.667 | 1025 | 19677.8 | 0 | 0 | 0 | 0 | 0 | 0 | 0 | 0 | 0 | 556.097 | 0 | 488.98 | 0 | 0 | 0 | 0 | 0 | 0 | 0 | 2 | 30 | 0 | 573 | 45097 | 469.3 | 12436.5 | 1170 | 28661.8 | 38119 | 2902.5 | 13037.5 | 2120 | 2492 | 4720 | 28575
Retail | 2 - Prototype-NewHvacLoadsConstSch¦4b - Typical-Bar-Blend |  | Houston Bush Intercontinental | 79620 | 0.3 | 3.2239 | 108.5 | 544.5 | 19.5 | 69 | 53210 | 26416 | 0 | 0 | 0 | 7.053 | 0% | 0.0006387% | 0.002427% | 0% | 3.551% | 0% | 1.934% | 0.994% | 2.472% | 0% | 0% | 0% | 0% | 0% | 8.954% | 0 | 2.7 | 11.1 | 0 | 0 | 0 | 322.222 | 4561 | 11344.5 | 0 | 0 | 0 | 0 | 0 | 0 | 0 | 0 | 0 | 556.097 | 0 | 291.89 | 0 | 0 | 0 | 0 | 0 | 0 | 0 | 2 | 30 | 0 | 214 | 33083 | 755.9 | 17230.6 | 1983 | 27970.3 | 39224 | 2760.6 | 11543.1 | 3901 | 3228 | 6065.9 | 30551
Retail | 2 - Prototype-NewHvacLoadsConstSch¦4c - Typical-Urban-Blend |  | Houston Bush Intercontinental | 224480 | 5.9 | 9.0781 | 17 | 1011.75 | 46.75 | 103.5 | 114690 | 109795.3 | 0 | 0 | 0 | 14.166 | 0.9159% | 2.622% | 0.004854% | 0% | 3.551% | 0% | 3.452% | 2.809% | 0.9812% | 0% | 0% | 0% | 0% | 0% | 14.34% | 4202 | 12033.3 | 22.2 | 0 | 0 | 0 | 44.444 | 12891.8 | 4502.8 | 0 | 0 | 0 | 0 | 0 | 0 | 0 | 0 | 0 | 556.097 | 0 | 542.062 | 0 | 0 | 0 | 0 | 0 | 0 | 0 | 14340 | 72 | 0 | 1200 | 112858 | 7367.64 | 31302 | 112683 | 203341 | 173591 | 20149.7 | 42197.4 | 73897 | 127562 | 58770.8 | 89443
Retail | 2 - Prototype-NewHvacLoadsConstSch¦4d - Prototype-Prototype-Blend |  | Houston Bush Intercontinental | 2010 | 0 | 0.0814 | 36 | 322 | 7.75 | 32.75 | 3160 | 1156 | 0 | 0 | 0 | 1.038 | 0% | 0% | 0% | 0% | 0% | 0% | 0.07632% | 0.1659% | 0.03934% | 0% | 0% | 0% | 0% | 0% | 0.2815% | 0 | 0 | 0 | 0 | 0 | 0 | 11.111 | 761 | 180.5 | 0 | 0 | 0 | 0 | 0 | 0 | 0 | 0 | 0 | 0 | 0 | 11.56 | 0 | 0 | 0 | 0 | 0 | 0 | 0 | 0 | 0 | 0 | 247 | 3012 | 345.3 | 315.6 | 25 | 1423 | 352 | 63.8 | 134.2 | 3921 | 373 | 906 | 957
Hospital | 0 - Prototype | run/Prototype Row B_0927_2004_2A/datapoint_59c942e553ff6b03c8620177 | Houston Bush Intercontinental | 33396900 | 241501 | 138.289 | 1394.75 | 134.25 | 130.25 | 134.25 | 24988000 | 8408880 | 0 | 0 | 0 | 1334.6 | 3795000 | 2669760 | 9983920 | 0 | 989095 | 137851 | 4845400 | 4895950 | 3618930 | 910521 | 1189970 | 360464 | 0 | 0 |  | 1112210 | 782431 | 2170860 | 0 | 594.444 | 40400 | 61.1111 | 1434860 | 1060600 | 266847 | 348744 | 105642 | 0 | 0 | 0 | 0 | 25771.2 | 0 | 9872.57 | 0 | 48461.3 | 0 | 0 | 0 | 0 | 0 | 0 | 0 | 3364730 | 6408180 | 2576620 | 513886 | 4850920 | 25007.1 | 1070.9 | 1163610 | 445705 | 552971 | 39117.8 | 380892 | 536683 | 1116710 | 169705 | 456247
Hospital | 1 - Prototype-NewHvac | run/Prototype Row B_0927_2004_2A/datapoint_59c942ed53ff6b03c8620187 | Houston Bush Intercontinental | 29903400 | 241501 | 123.823 | 366.25 | 2302.25 | 229.5 | 1512.5 | 23748200 | 6155120 | 0 | 0 | 0 | 1433.78 | 3795000 | 2669760 | 9983920 | 0 | 989218 | 0 | 2591300 | 5922420 | 2935540 | 607826 | 408367 | 0 | 0 | 0 |  | 1112210 | 782431 | 2170860 | 0 | 594.444 | 0 | 0 | 1735690 | 860322 | 178136 | 119681 | 0 | 0 | 0 | 0 | 0 | 25771.2 | 0 | 9873.8 | 0 | 25918 | 0 | 0 | 0 | 0 | 0 | 0 | 0 | 3364730 | 6408180 | 2576620 | 494341 | 3918500 | 21485.7 | 349.2 | 1156450 | 442371 | 532663 | 43000.9 | 29250.4 | 755336 | 1130490 | 170904 | 495557
Hospital | 2 - Prototype-NewHvacLoadsConstSch | run/Prototype Row B_0927_2004_2A/datapoint_59c942f553ff6b03c8620197 | Houston Bush Intercontinental | 29241300 | 241501 | 121.081 | 438.5 | 2291.25 | 304.25 | 1506.25 | 23177800 | 6063500 | 0 | 0 | 0 | 1378.71 | 3795000 | 462914 | 11478000 | 0 | 611503 | 0 | 2877400 | 6014530 | 2957220 | 625019 | 419665 | 0 | 0 | 0 |  | 1112210 | 135667 | 2608740 | 0 | 594.444 | 0 | 0 | 1762690 | 866675 | 183175 | 122992 | 0 | 0 | 0 | 0 | 0 | 25771.2 | 0 | 6095.92 | 0 | 28779.6 | 0 | 0 | 0 | 0 | 0 | 0 | 0 | 3364730 | 6408800 | 2576620 | 494885 | 3568190 | 85568.4 | 349 | 1156680 | 442210 | 533158 | 170390 | 83074.3 | 755483 | 1129870 | 170184 | 494425
Hospital | 3b - Typical-Bar-Sliced | run/Prototype Row B_0927_2004_2A/datapoint_59c9430753ff6b03c86201a7 | Houston Bush Intercontinental | 29313500 | 241501 | 121.38 | 515 | 2676 | 208.75 | 2015.25 | 24110200 | 5203270 | 0 | 0 | 0 | 1483.27 | 3920040 | 456393 | 12483200 | 0 | 601257 | 0 | 1510520 | 6389420 | 2951400 | 641757 | 359488 | 0 | 0 | 0 |  | 1148850 | 133756 | 2752440 | 0 | 0 | 0 | 0 | 1872560 | 864969 | 188081 | 105356 | 0 | 0 | 0 | 0 | 0 | 30920.9 | 0 | 6013.73 | 0 | 15108.1 | 0 | 0 | 0 | 0 | 0 | 0 | 0 | 3920040 | 7840280 | 3091500 | 712934 | 4811860 | 114900 | 426.7 | 1753220 | 789947 | 479698 | 274325 | 53302.6 | 1454970 | 1761130 | 443619 | 483788
Hospital | 4b - Typical-Bar-Blend | run/Prototype Row B_0927_2004_2A/datapoint_59c9431053ff6b03c86201b7 | Houston Bush Intercontinental | 26531900 | 241501 | 109.863 | 118.75 | 1122 | 118.75 | 1122 | 22453600 | 4078360 | 0 | 0 | 0 | 1441.27 | 3920040 | 456393 | 12483200 | 0 | 601267 | 0 | 385610 | 5592410 | 1694390 | 850448 | 548180 | 0 | 0 | 0 |  | 1148850 | 133756 | 2752440 | 0 | 0 | 0 | 0 | 1638970 | 496578 | 249242 | 160656 | 0 | 0 | 0 | 0 | 0 | 30920.9 | 0 | 6013.83 | 0 | 3856.84 | 0 | 0 | 0 | 0 | 0 | 0 | 0 | 2613360 | 5226850 | 2061000 | 456684 | 5716950 | 72199.4 | 311.9 | 895763 | 402700 | 490056 | 183671 | 17972.9 | 1548570 | 895859 | 216481 | 525418
Hospital | 4c - Typical-Urban-Blend | run/Prototype Row B_0927_2004_2A/datapoint_59c9432b53ff6b03c86201c9 | Houston Bush Intercontinental | 16074700 | 241496 | 66.5632 | 0 | 0 | 0 | 0 | 12383500 | 3691240 | 0 | 0 | 0 | 665.848 | 3474920 | 344892 | 11654500 | 0 | 599807 | 0 | 0 | 0 | 0 | 549.734 | 0 | 0 | 0 | 0 |  | 1018400 | 101078 | 2509600 | 0 | 0 | 0 | 0 | 0 | 0 | 161.111 | 0 | 0 | 0 | 0 | 0 | 0 | 30920.3 | 0 | 5999.23 | 0 | 0 | 0 | 0 | 0 | 0 | 0 | 0 | 0 | 3474920 | 7011720 | 3091430 | 96801.6 | 0 | 0 | 263.2 | 716598 | 224811 | 149798 | 1331110 | 0 | 2342700 | 4056770 | 6040470 | 776347
Hospital | 4d - Prototype-Prototype-Blend | run/Prototype Row B_0927_2004_2A/datapoint_59c991be45b421004abe3aaa | Houston Bush Intercontinental | 25605200 | 241501 | 106.025 | 332.25 | 1343.75 | 332.25 | 1343.75 | 21828400 | 3776830 | 0 | 0 | 0 | 1434.81 | 3795000 | 462914 | 11478000 | 0 | 611503 | 0 | 590736 | 5712570 | 1492010 | 918605 | 543857 | 0 | 0 | 0 |  | 1112210 | 135667 | 2608740 | 0 | 594.444 | 0 | 0 | 1674190 | 437264 | 269217 | 159389 | 0 | 0 | 0 | 0 | 0 | 25771.2 | 0 | 6095.92 | 0 | 5908.5 | 0 | 0 | 0 | 0 | 0 | 0 | 0 | 3364350 | 6567250 | 2284230 | 588013 | 6050430 | 97123.7 | 169.9 | 1148890 | 409928 | 536642 | 254178 | 34821 | 1172070 | 1139010 | 193255 | 483548
[17 empty] | 0 | 2206846 | 1494080 | 0 | 377592 | 137851 | 1968000 | 1118580 | 661710 | 285502 | 770305 | 360464 | 0 | 0 | 28.09%
Hospital | 0 - Prototype¦1 - Prototype-NewHvac |  | Houston Bush Intercontinental | 3493500 | 0 | 14.466 | 1028.5 | 2168 | 99.25 | 1378.25 | 1239800 | 2253760 | 0 | 0 | 0 | 99.18 | 0% | 0% | 0% | 0% | 0.0003683% | 0.4128% | 6.749% | 3.074% | 2.046% | 0.9064% | 2.34% | 1.079% | 0% | 0% | 16.61% | 0 | 0 | 0 | 0 | 0 | 40400 | 61.1111 | 300830 | 200278 | 88711 | 229063 | 105642 | 0 | 0 | 0 | 0 | 0 | 0 | 1.23 | 0 | 22543.3 | 0 | 0 | 0 | 0 | 0 | 0 | 0 | 0 | 0 | 0 | 19545 | 932420 | 3521.4 | 721.7 | 7160 | 3334 | 20308 | 3883.1 | 351641.6 | 218653 | 13780 | 1199 | 39310
Hospital | 1 - Prototype-NewHvac¦2 - Prototype-NewHvacLoadsConstSch |  | Houston Bush Intercontinental | 662100 | 0 | 2.742 | 72.25 | 11 | 74.75 | 6.25 | 570400 | 91620 | 0 | 0 | 0 | 55.07 | 0% | 7.38% | 4.996% | 0% | 1.263% | 0% | 0.9567% | 0.308% | 0.0725% | 0.0575% | 0.03778% | 0% | 0% | 0% | 15.07% | 0 | 646764 | 437880 | 0 | 0 | 0 | 0 | 27000 | 6353 | 5039 | 3311 | 0 | 0 | 0 | 0 | 0 | 0 | 0 | 3777.88 | 0 | 2861.6 | 0 | 0 | 0 | 0 | 0 | 0 | 0 | 0 | 620 | 0 | 544 | 350310 | 64082.7 | 0.2 | 230 | 161 | 495 | 127389.1 | 53823.9 | 147 | 620 | 720 | 1132
Hospital | 2 - Prototype-NewHvacLoadsConstSch¦3b - Typical-Bar-Sliced |  | Houston Bush Intercontinental | 72200 | 0 | 0.299 | 76.5 | 384.75 | 95.5 | 509 | 932400 | 860230 | 0 | 0 | 0 | 104.56 | 0.4276% | 0.0223% | 3.438% | 0% | 0.03504% | 0% | 4.674% | 1.282% | 0.0199% | 0.05724% | 0.2058% | 0% | 0% | 0% | 10.16% | 36640 | 1911 | 143700 | 0 | 594.444 | 0 | 0 | 109870 | 1706 | 4906 | 17636 | 0 | 0 | 0 | 0 | 0 | 5149.7 | 0 | 82.19 | 0 | 13671.5 | 0 | 0 | 0 | 0 | 0 | 0 | 0 | 555310 | 1431480 | 514880 | 218049 | 1243670 | 29331.6 | 77.7 | 596540 | 347737 | 53460 | 103935 | 29771.7 | 699487 | 631260 | 273435 | 10637
Hospital | 2 - Prototype-NewHvacLoadsConstSch¦4b - Typical-Bar-Blend |  | Houston Bush Intercontinental | 2709400 | 0 | 11.218 | 319.75 | 1169.25 | 185.5 | 384.25 | 724200 | 1985140 | 0 | 0 | 0 | 62.56 | 0.4276% | 0.0223% | 3.438% | 0% | 0.03501% | 0% | 8.521% | 1.444% | 4.319% | 0.7709% | 0.4395% | 0% | 0% | 0% | 19.42% | 36640 | 1911 | 143700 | 0 | 594.444 | 0 | 0 | 123720 | 370097 | 66067 | 37664 | 0 | 0 | 0 | 0 | 0 | 5149.7 | 0 | 82.09 | 0 | 24922.76 | 0 | 0 | 0 | 0 | 0 | 0 | 0 | 751370 | 1181950 | 515620 | 38201 | 2148760 | 13369 | 37.1 | 260917 | 39510 | 43102 | 13281 | 65101.4 | 793087 | 234011 | 46297 | 30993
Hospital | 2 - Prototype-NewHvacLoadsConstSch¦4c - Typical-Urban-Blend |  | Houston Bush Intercontinental | 13166600 | 5 | 54.5178 | 438.5 | 2291.25 | 304.25 | 1506.25 | 10794300 | 2372260 | 0 | 0 | 0 | 712.862 | 1.095% | 0.4036% | 0.6036% | 0% | 0.04% | 0% | 9.84% | 20.57% | 10.11% | 2.136% | 1.435% | 0% | 0% | 0% | 46.23% | 93810 | 34589 | 99140 | 0 | 594.444 | 0 | 0 | 1762690 | 866675 | 183013.889 | 122992 | 0 | 0 | 0 | 0 | 0 | 5149.1 | 0 | 96.69 | 0 | 28779.6 | 0 | 0 | 0 | 0 | 0 | 0 | 0 | 110190 | 602920 | 514810 | 398083.4 | 3568190 | 85568.4 | 85.8 | 440082 | 217399 | 383360 | 1160720 | 83074.3 | 1587217 | 2926900 | 5870286 | 281922
Hospital | 2 - Prototype-NewHvacLoadsConstSch¦4d - Prototype-Prototype-Blend |  | Houston Bush Intercontinental | 3636100 | 0 | 15.056 | 106.25 | 947.5 | 28 | 162.5 | 1349400 | 2286670 | 0 | 0 | 0 | 56.1 | 0% | 0% | 0% | 0% | 0% | 0% | 7.82% | 1.033% | 5.011% | 1.004% | 0.4247% | 0% | 0% | 0% | 15.29% | 0 | 0 | 0 | 0 | 0 | 0 | 0 | 88500 | 429411 | 86042 | 36397 | 0 | 0 | 0 | 0 | 0 | 0 | 0 | 0 | 0 | 22871.1 | 0 | 0 | 0 | 0 | 0 | 0 | 0 | 380 | 158450 | 292390 | 93128 | 2482240 | 11555.3 | 179.1 | 7790 | 32282 | 3484 | 83788 | 48253.3 | 416587 | 9140 | 23071 | 10877
Outpatient | 0 - Prototype | run/Prototype Row B_0927_2004_2A/datapoint_59c942e553ff6b03c862017b | Houston Bush Intercontinental | 6850200 | 40946 | 167.298 | 4812 | 1778.25 | 2521.5 | 311 | 6068760 | 781437 | 0 | 0 | 0 | 341.321 | 593997 | 215098 | 1967840 | 0 | 105938 | 0 | 1131120 | 1812410 | 989275 | 11866.7 | 0 | 22643.4 | 0 | 0 |  | 174083 | 63038.9 | 523778 | 0 | 0 | 0 | 186469 | 531164 | 289928 | 3477.78 | 0 | 6636.11 | 0 | 0 | 0 | 0 | 1806.7 | 0 | 1059.58 | 0 | 4949.6 | 0 | 0 | 0 | 0 | 0 | 0 | 0 | 593995 | 1165370 | 90316.8 | 418085 | 1478700 | 18776.2 | 51991.6 | 314965 | 345117 | 213928 | 15918.5 | 104522 | 63918.5 | 243442 | 97027.4 | 157634
Outpatient | 1 - Prototype-NewHvac | run/Prototype Row B_0927_2004_2A/datapoint_59c942ed53ff6b03c862018b | Houston Bush Intercontinental | 5269320 | 40946 | 128.689 | 1107 | 6379 | 37.25 | 3893.75 | 4804390 | 464933 | 0 | 0 | 0 | 336.746 | 593997 | 215098 | 1967840 | 0 | 105956 | 0 | 181697 | 1351280 | 853367 | 75.8254 | 0 | 0 | 0 | 0 |  | 174083 | 63038.9 | 523778 | 0 | 0 | 0 | 983.333 | 396022 | 250097 | 22.2222 | 0 | 0 | 0 | 0 | 0 | 0 | 1806.7 | 0 | 1059.77 | 0 | 1783.76 | 0 | 0 | 0 | 0 | 0 | 0 | 0 | 593995 | 1165370 | 90316.8 | 390100 | 1697070 | 14002.3 | 6222.3 | 303440 | 312043 | 206890 | 24389.2 | 21850.1 | 168049 | 267816 | 125193 | 171176
Outpatient | 2 - Prototype-NewHvacLoadsConstSch | run/Prototype Row B_0927_2004_2A/datapoint_59c942f553ff6b03c862019b | Houston Bush Intercontinental | 5142790 | 40946 | 125.599 | 422.75 | 6578 | 52.5 | 3205.25 | 4648960 | 493832 | 0 | 0 | 0 | 325.231 | 592187 | 237940 | 1862680 | 0 | 141111 | 0 | 172579 | 1324100 | 812128 | 75.8254 | 0 | 0 | 0 | 0 |  | 173553 | 69733.3 | 492958 | 0 | 0 | 0 | 141.667 | 388056 | 238011 | 22.2222 | 0 | 0 | 0 | 0 | 0 | 0 | 1806.7 | 0 | 1411.38 | 0 | 1721.28 | 0 | 0 | 0 | 0 | 0 | 0 | 0 | 592184 | 1128650 | 90316.8 | 391373 | 1576940 | 34549.9 | 2396.6 | 305715 | 312704 | 206942 | 52081.8 | 34768.4 | 217544 | 264426 | 122928 | 170638
Outpatient | 3b - Typical-Bar-Sliced | run/Prototype Row B_0927_2004_2A/datapoint_59c9430753ff6b03c86201ab | Houston Bush Intercontinental | 5267450 | 40946 | 128.644 | 559 | 6210 | 125.5 | 2896.75 | 4765480 | 501973 | 0 | 0 | 0 | 333.085 | 600253 | 233874 | 1907750 | 0 | 101852 | 0 | 203184 | 1408080 | 812374 | 85.3035 | 0 | 0 | 0 | 0 |  | 175917 | 68541.7 | 501314 | 0 | 0 | 0 | 75 | 412667 | 238083 | 25 | 0 | 0 | 0 | 0 | 0 | 0 | 1972.31 | 0 | 1018.72 | 0 | 2029.67 | 0 | 0 | 0 | 0 | 0 | 0 | 0 | 600253 | 1204500 | 98596.2 | 426398 | 1705430 | 37165 | 1082.3 | 307865 | 319513 | 186088 | 55445.3 | 38339.5 | 266135 | 279672 | 130822 | 158333
Outpatient | 4b - Typical-Bar-Blend | run/Prototype Row B_0927_2004_2A/datapoint_59c9431053ff6b03c86201bb | Houston Bush Intercontinental | 4762410 | 40946 | 116.309 | 296.25 | 1920.25 | 204.25 | 1513.5 | 4380130 | 382283 | 0 | 0 | 0 | 315.037 | 600253 | 233874 | 1907750 | 0 | 101843 | 0 | 83246.8 | 1161020 | 674343 | 85.3035 | 0 | 0 | 0 | 0 |  | 175917 | 68541.7 | 501314 | 0 | 0 | 0 | 0 | 340261 | 197631 | 25 | 0 | 0 | 0 | 0 | 0 | 0 | 1972.31 | 0 | 1018.63 | 0 | 832.628 | 0 | 0 | 0 | 0 | 0 | 0 | 0 | 600253 | 1204500 | 98596.2 | 422932 | 1461050 | 40133.7 | 583.1 | 303697 | 315135 | 182409 | 63074.8 | 21031.9 | 297538 | 286038 | 137963 | 162676
Outpatient | 4c - Typical-Urban-Blend | run/Prototype Row B_0927_2004_2A/datapoint_59c9432b53ff6b03c86201cd | Houston Bush Intercontinental | 5060020 | 44345.2 | 114.105 | 84.25 | 1252.75 | 50 | 972.25 | 4722440 | 337565 | 0 | 0 | 0 | 321.885 | 608764 | 146144 | 2066120 | 0 | 99463.9 | 0 | 24539 | 1180580 | 934330 | 85.3035 | 0 | 0 | 0 | 0 |  | 178411 | 42830.6 | 542931 | 0 | 0 | 0 | 0 | 345994 | 273825 | 25 | 0 | 0 | 0 | 0 | 0 | 0 | 2136.03 | 0 | 994.831 | 0 | 245.437 | 0 | 0 | 0 | 0 | 0 | 0 | 0 | 608760 | 1304490 | 106781 | 456683 | 1139330 | 23698 | 2124.4 | 266608 | 438826 | 122618 | 38502.6 | 8788.45 | 324153 | 265531 | 173408 | 144311
Outpatient | 4d - Prototype-Prototype-Blend | run/Prototype Row B_0927_2004_2A/datapoint_59c991be45b421004abe3aae | Houston Bush Intercontinental | 5104620 | 40946 | 124.667 | 204.25 | 3302 | 126 | 2919.25 | 4640990 | 463634 | 0 | 0 | 0 | 330.259 | 592187 | 237940 | 1862680 | 0 | 141102 | 0 | 141964 | 1346720 | 781968 | 75.8254 | 0 | 0 | 0 | 0 |  | 173553 | 69733.3 | 492958 | 0 | 0 | 0 | 16.6667 | 394683 | 229172 | 22.2222 | 0 | 0 | 0 | 0 | 0 | 0 | 1806.7 | 0 | 1411.29 | 0 | 1419.35 | 0 | 0 | 0 | 0 | 0 | 0 | 0 | 592184 | 1128650 | 90316.8 | 387979 | 1693010 | 37048.4 | 2532.1 | 304547 | 310253 | 205952 | 57447.3 | 36716.9 | 219372 | 264936 | 123678 | 171158
[17 empty] | 1810 | 22842 | 105160 | 0 | 35173 | 0 | 958541 | 488310 | 177147 | 11790.8746 | 0 | 22643.4 | 0 | 0 | 26.62%
Outpatient | 0 - Prototype¦1 - Prototype-NewHvac |  | Houston Bush Intercontinental | 1580880 | 0 | 38.609 | 3705 | 4600.75 | 2484.25 | 3582.75 | 1264370 | 316504 | 0 | 0 | 0 | 4.575 | 0% | 0% | 0% | 0% | 0.0002628% | 0% | 13.86% | 6.732% | 1.984% | 0.1721% | 0% | 0.3306% | 0% | 0% | 23.08% | 0 | 0 | 0 | 0 | 0 | 0 | 185485.667 | 135142 | 39831 | 3455.5578 | 0 | 6636.11 | 0 | 0 | 0 | 0 | 0 | 0 | 0.19 | 0 | 3165.84 | 0 | 0 | 0 | 0 | 0 | 0 | 0 | 0 | 0 | 0 | 27985 | 218370 | 4773.9 | 45769.3 | 11525 | 33074 | 7038 | 8470.7 | 82671.9 | 104130.5 | 24374 | 28165.6 | 13542
Outpatient | 1 - Prototype-NewHvac¦2 - Prototype-NewHvacLoadsConstSch |  | Houston Bush Intercontinental | 126530 | 0 | 3.09 | 684.25 | 199 | 15.25 | 688.5 | 155430 | 28899 | 0 | 0 | 0 | 11.515 | 0.03435% | 0.4335% | 1.996% | 0% | 0.6672% | 0% | 0.173% | 0.5158% | 0.7826% | 0% | 0% | 0% | 0% | 0% | 4.602% | 530 | 6694.4 | 30820 | 0 | 0 | 0 | 841.666 | 7966 | 12086 | 0 | 0 | 0 | 0 | 0 | 0 | 0 | 0 | 0 | 351.61 | 0 | 62.48 | 0 | 0 | 0 | 0 | 0 | 0 | 0 | 1811 | 36720 | 0 | 1273 | 120130 | 20547.6 | 3825.7 | 2275 | 661 | 52 | 27692.6 | 12918.3 | 49495 | 3390 | 2265 | 538
Outpatient | 2 - Prototype-NewHvacLoadsConstSch¦3b - Typical-Bar-Sliced |  | Houston Bush Intercontinental | 124660 | 0 | 3.045 | 136.25 | 368 | 73 | 308.5 | 116520 | 8141 | 0 | 0 | 0 | 7.854 | 0.1568% | 0.07906% | 0.8764% | 0% | 0.7634% | 0% | 0.5951% | 1.633% | 0.004783% | 0.0001843% | 0% | 0% | 0% | 0% | 4.109% | 2364 | 1191.6 | 8356 | 0 | 0 | 0 | 66.667 | 24611 | 72 | 2.7778 | 0 | 0 | 0 | 0 | 0 | 0 | 165.61 | 0 | 392.66 | 0 | 308.39 | 0 | 0 | 0 | 0 | 0 | 0 | 0 | 8069 | 75850 | 8279.4 | 35025 | 128490 | 2615.1 | 1314.3 | 2150 | 6809 | 20854 | 3363.5 | 3571.1 | 48591 | 15246 | 7894 | 12305
Outpatient | 2 - Prototype-NewHvacLoadsConstSch¦4b - Typical-Bar-Blend |  | Houston Bush Intercontinental | 380380 | 0 | 9.29 | 126.5 | 4657.75 | 151.75 | 1691.75 | 268830 | 111549 | 0 | 0 | 0 | 10.194 | 0.1568% | 0.07906% | 0.8764% | 0% | 0.7636% | 0% | 1.737% | 3.171% | 2.679% | 0.0001843% | 0% | 0% | 0% | 0% | 9.463% | 2364 | 1191.6 | 8356 | 0 | 0 | 0 | 141.667 | 47795 | 40380 | 2.7778 | 0 | 0 | 0 | 0 | 0 | 0 | 165.61 | 0 | 392.75 | 0 | 888.652 | 0 | 0 | 0 | 0 | 0 | 0 | 0 | 8069 | 75850 | 8279.4 | 31559 | 115890 | 5583.8 | 1813.5 | 2018 | 2431 | 24533 | 10993 | 13736.5 | 79994 | 21612 | 15035 | 7962
Outpatient | 2 - Prototype-NewHvacLoadsConstSch¦4c - Typical-Urban-Blend |  | Houston Bush Intercontinental | 82770 | 3399.2 | 11.494 | 338.5 | 5325.25 | 2.5 | 2233 | 73480 | 156267 | 0 | 0 | 0 | 3.346 | 0.3223% | 1.785% | 3.956% | 0% | 0.8098% | 0% | 2.879% | 2.791% | 2.376% | 0.0001843% | 0% | 0% | 0% | 0% | 14.92% | 4858 | 26902.7 | 49973 | 0 | 0 | 0 | 141.667 | 42062 | 35814 | 2.7778 | 0 | 0 | 0 | 0 | 0 | 0 | 329.33 | 0 | 416.549 | 0 | 1475.843 | 0 | 0 | 0 | 0 | 0 | 0 | 0 | 16576 | 175840 | 16464.2 | 65310 | 437610 | 10851.9 | 272.2 | 39107 | 126122 | 84324 | 13579.2 | 25979.95 | 106609 | 1105 | 50480 | 26327
Outpatient | 2 - Prototype-NewHvacLoadsConstSch¦4d - Prototype-Prototype-Blend |  | Houston Bush Intercontinental | 38170 | 0 | 0.932 | 218.5 | 3276 | 73.5 | 286 | 7970 | 30198 | 0 | 0 | 0 | 5.028 | 0% | 0% | 0% | 0% | 0.000175% | 0% | 0.5953% | 0.4398% | 0.5865% | 0% | 0% | 0% | 0% | 0% | 1.622% | 0 | 0 | 0 | 0 | 0 | 0 | 125.0003 | 6627 | 8839 | 0 | 0 | 0 | 0 | 0 | 0 | 0 | 0 | 0 | 0.09 | 0 | 301.93 | 0 | 0 | 0 | 0 | 0 | 0 | 0 | 0 | 0 | 0 | 3394 | 116070 | 2498.5 | 135.5 | 1168 | 2451 | 990 | 5365.5 | 1948.5 | 1828 | 510 | 750 | 520
Warehouse | 0 - Prototype | run/Prototype Row B_0927_2004_2A/datapoint_59c942e553ff6b03c8620183 | Houston Bush Intercontinental | 933988 | 52044.9 | 17.9458 | 455.5 | 507.75 | 62.75 | 67.75 | 867272 | 66716.8 | 0 | 0 | 0 | 77.5536 | 463274 | 117018 | 115861 | 0 | 14729.1 | 0 | 66716.8 | 77427.2 | 78953.2 | 0 | 0 | 0 | 0 | 0 |  | 135772 | 34294.4 | 33955.6 | 0 | 4316.67 | 0 | 0 | 22691.7 | 23138.9 | 0 | 0 | 0 | 0 | 0 | 0 | 0 | 0 | 0 | 0 | 0 | 667.297 | 0 | 0 | 0 | 0 | 0 | 0 | 0 | 463277 | 115858 | 0 | 3690.77 | 40505.4 | 24137.3 | 32918.7 | 314611 | 159615 | 880847 | 95783.6 | 13292.8 | 949426 | 194324 | 40463.5 | 535471
Warehouse | 1 - Prototype-NewHvac | run/Prototype Row B_0927_2004_2A/datapoint_59c942ed53ff6b03c8620193 | Houston Bush Intercontinental | 898180 | 52044.9 | 17.2578 | 523 | 1013 | 55.25 | 71 | 833956 | 64224.1 | 0 | 0 | 0 | 76.4362 | 463274 | 117018 | 115861 | 0 | 14729.1 | 0 | 64622.2 | 79123.8 | 43552.2 | 0 | 0 | 0 | 0 | 0 |  | 135772 | 34294.4 | 33955.6 | 0 | 4316.67 | 0 | 116.667 | 23188.9 | 12763.9 | 0 | 0 | 0 | 0 | 0 | 0 | 0 | 0 | 0 | 0 | 0 | 642.365 | 0 | 0 | 0 | 0 | 0 | 0 | 0 | 463277 | 115858 | 0 | 3693.38 | 40481.2 | 25112.7 | 28378.2 | 310613 | 159122 | 873366 | 102144 | 12632.7 | 997826 | 200647 | 41219.4 | 547413
Warehouse | 2 - Prototype-NewHvacLoadsConstSch | run/Prototype Row B_0927_2004_2A/datapoint_59c942f553ff6b03c86201a3 | Houston Bush Intercontinental | 894095 | 52044.9 | 17.1793 | 251.75 | 636.75 | 38.75 | 42 | 869243 | 24851.8 | 0 | 0 | 0 | 90.6004 | 463274 | 119273 | 115861 | 0 | 14378.4 | 0 | 25003.4 | 91663.4 | 64641.1 | 0 | 0 | 0 | 0 | 0 |  | 135772 | 34955.6 | 33955.6 | 0 | 4213.89 | 0 | 44.4444 | 26863.9 | 18944.4 | 0 | 0 | 0 | 0 | 0 | 0 | 0 | 0 | 0 | 0 | 0 | 248.566 | 0 | 0 | 0 | 0 | 0 | 0 | 0 | 463277 | 115858 | 0 | 3618.85 | 35926.3 | 25706.4 | 146026 | 358753 | 158236 | 1046690 | 140827 | 7720.39 | 1104880 | 236702 | 42562.2 | 663062
Warehouse | 3b - Typical-Bar-Sliced | run/Prototype Row B_0927_2004_2A/datapoint_59c9430753ff6b03c86201b3 | Houston Bush Intercontinental | 1220490 | 52044 | 23.451 | 874.75 | 2064.75 | 43 | 168 | 1078780 | 141708 | 0 | 0 | 0 | 112.815 | 463265 | 120316 | 115861 | 0 | 0 | 0 | 144191 | 181848 | 194994 | 0 | 0 | 0 | 0 | 0 |  | 135769 | 35261.1 | 33955.6 | 0 | 0 | 0 | 727.778 | 53294.4 | 57147.2 | 0 | 0 | 0 | 0 | 0 | 0 | 0 | 0 | 0 | 0 | 0 | 1417.35 | 0 | 0 | 0 | 0 | 0 | 0 | 0 | 463269 | 115858 | 0 | 3594.12 | 39491.9 | 16656.4 | 313195 | 48410.6 | 1066100 | 772704 | 162631 | 12395.8 | 1354410 | 45502.8 | 404319 | 519004
Warehouse | 4b - Typical-Bar-Blend | run/Prototype Row B_0927_2004_2A/datapoint_59c9431053ff6b03c86201c3 | Houston Bush Intercontinental | 806772 | 52044 | 15.5017 | 182.5 | 4.25 | 21.5 | 4 | 758946 | 47826.9 | 0 | 0 | 0 | 58.282 | 463265 | 120316 | 115861 | 0 | 0 | 0 | 49343.4 | 1838.77 | 56148.7 | 0 | 0 | 0 | 0 | 0 |  | 135769 | 35261.1 | 33955.6 | 0 | 0 | 0 | 444.444 | 538.889 | 16455.6 | 0 | 0 | 0 | 0 | 0 | 0 | 0 | 0 | 0 | 0 | 0 | 478.361 | 0 | 0 | 0 | 0 | 0 | 0 | 0 | 463269 | 115858 | 0 | 2517.37 | 0 | 8285.65 | 380708 | 35715.7 | 939686 | 730702 | 170533 | 3640.39 | 1496260 | 41080 | 349641 | 497973
Warehouse | 4c - Typical-Urban-Blend | run/Prototype Row B_0927_2004_2A/datapoint_59c9432b53ff6b03c86201d5 | Houston Bush Intercontinental | 547848 | 49498.6 | 11.0679 | 0 | 0 | 0 | 0 | 540749 | 7099.15 | 0 | 0 | 0 | 38.2968 | 327177 | 84971.8 | 110193 | 0 | 0 | 0 | 7099.15 | 75.8254 | 18321.3 | 0 | 0 | 0 | 0 | 0 |  | 95886.1 | 24902.8 | 32294.4 | 0 | 0 | 0 | 0 | 22.2222 | 5369.44 | 0 | 0 | 0 | 0 | 0 | 0 | 0 | 0 | 0 | 0 | 0 | 71.0052 | 0 | 0 | 0 | 0 | 0 | 0 | 0 | 327181 | 110191 | 0 | 3048.64 | 0 | 19815.2 | 352621 | 161712 | 654999 | 547552 | 67629.7 | 0 | 1530060 | 89159.9 | 159912 | 307323
Warehouse | 4d - Prototype-Prototype-Blend | run/Prototype Row B_0927_2004_2A/datapoint_59c991be45b421004abe3ab6 | Houston Bush Intercontinental | 750633 | 52044.9 | 14.4228 | 0 | 0 | 0 | 0 | 737762 | 12871.4 | 0 | 0 | 0 | 47.2645 | 463274 | 119273 | 115861 | 0 | 14378.4 | 0 | 12871.4 | 0 | 24975 | 0 | 0 | 0 | 0 | 0 |  | 135772 | 34955.6 | 33955.6 | 0 | 4213.89 | 0 | 0 | 0 | 7319.44 | 0 | 0 | 0 | 0 | 0 | 0 | 0 | 0 | 0 | 0 | 0 | 128.738 | 0 | 0 | 0 | 0 | 0 | 0 | 0 | 463277 | 115858 | 0 | 3094.72 | 0 | 12382.6 | 166244 | 348492 | 156711 | 1035980 | 138945 | 0 | 1186060 | 241817 | 43296.8 | 673602
[17 empty] | 0 | 2255 | 0 | 0 | 350.7 | 0 | 41713.4 | 14236.2 | 14312.1 | 0 | 0 | 0 | 0 | 0 | 7.802%
Warehouse | 0 - Prototype¦1 - Prototype-NewHvac |  | Houston Bush Intercontinental | 35808 | 0 | 0.688 | 67.5 | 505.25 | 7.5 | 3.25 | 33316 | 2492.7 | 0 | 0 | 0 | 1.1174 | 0% | 0% | 0% | 0% | 0% | 0% | 0.2243% | 0.1817% | 3.79% | 0% | 0% | 0% | 0% | 0% | 4.196% | 0 | 0 | 0 | 0 | 0 | 0 | 116.667 | 497.2 | 10375 | 0 | 0 | 0 | 0 | 0 | 0 | 0 | 0 | 0 | 0 | 0 | 24.932 | 0 | 0 | 0 | 0 | 0 | 0 | 0 | 0 | 0 | 0 | 2.61 | 24.2 | 975.4 | 4540.5 | 3998 | 493 | 7481 | 6360.4 | 660.1 | 48400 | 6323 | 755.9 | 11942
Warehouse | 1 - Prototype-NewHvac¦2 - Prototype-NewHvacLoadsConstSch |  | Houston Bush Intercontinental | 4085 | 0 | 0.0785 | 271.25 | 376.25 | 16.5 | 29 | 35287 | 39372.3 | 0 | 0 | 0 | 14.1642 | 0% | 0.2511% | 0% | 0% | 0.03905% | 0% | 4.411% | 1.396% | 2.348% | 0% | 0% | 0% | 0% | 0% | 8.445% | 0 | 661.2 | 0 | 0 | 102.78 | 0 | 72.2226 | 3675 | 6180.5 | 0 | 0 | 0 | 0 | 0 | 0 | 0 | 0 | 0 | 0 | 0 | 393.799 | 0 | 0 | 0 | 0 | 0 | 0 | 0 | 0 | 0 | 0 | 74.53 | 4554.9 | 593.7 | 117647.8 | 48140 | 886 | 173324 | 38683 | 4912.31 | 107054 | 36055 | 1342.8 | 115649
Warehouse | 2 - Prototype-NewHvacLoadsConstSch¦3b - Typical-Bar-Sliced |  | Houston Bush Intercontinental | 326395 | 0.9 | 6.2717 | 623 | 1428 | 4.25 | 126 | 209537 | 116856.2 | 0 | 0 | 0 | 22.2146 | 0.001007% | 0.1167% | 0% | 0% | 1.608% | 0% | 13.33% | 10.09% | 14.58% | 0% | 0% | 0% | 0% | 0% | 39.72% | 3 | 305.5 | 0 | 0 | 4213.89 | 0 | 683.3336 | 26430.5 | 38202.8 | 0 | 0 | 0 | 0 | 0 | 0 | 0 | 0 | 0 | 0 | 0 | 1168.784 | 0 | 0 | 0 | 0 | 0 | 0 | 0 | 8 | 0 | 0 | 24.73 | 3565.6 | 9050 | 167169 | 310342.4 | 907864 | 273986 | 21804 | 4675.41 | 249530 | 191199.2 | 361756.8 | 144058
Warehouse | 2 - Prototype-NewHvacLoadsConstSch¦4b - Typical-Bar-Blend |  | Houston Bush Intercontinental | 87323 | 0.9 | 1.6776 | 69.25 | 632.5 | 17.25 | 38 | 110297 | 22975.1 | 0 | 0 | 0 | 32.3184 | 0.001007% | 0.1167% | 0% | 0% | 1.608% | 0% | 2.722% | 10.05% | 0.9498% | 0% | 0% | 0% | 0% | 0% | 15.44% | 3 | 305.5 | 0 | 0 | 4213.89 | 0 | 399.9996 | 26325.011 | 2488.8 | 0 | 0 | 0 | 0 | 0 | 0 | 0 | 0 | 0 | 0 | 0 | 229.795 | 0 | 0 | 0 | 0 | 0 | 0 | 0 | 8 | 0 | 0 | 1101.48 | 35926.3 | 17420.75 | 234682 | 323037.3 | 781450 | 315988 | 29706 | 4080 | 391380 | 195622 | 307078.8 | 165089
Warehouse | 2 - Prototype-NewHvacLoadsConstSch¦4c - Typical-Urban-Blend |  | Houston Bush Intercontinental | 346247 | 2546.3 | 6.1114 | 251.75 | 636.75 | 38.75 | 42 | 328494 | 17752.65 | 0 | 0 | 0 | 52.3036 | 15.22% | 3.836% | 0.6339% | 0% | 1.608% | 0% | 2.002% | 10.24% | 5.181% | 0% | 0% | 0% | 0% | 0% | 38.73% | 39885.9 | 10052.8 | 1661.2 | 0 | 4213.89 | 0 | 44.4444 | 26841.6778 | 13574.96 | 0 | 0 | 0 | 0 | 0 | 0 | 0 | 0 | 0 | 0 | 0 | 177.5608 | 0 | 0 | 0 | 0 | 0 | 0 | 0 | 136096 | 5667 | 0 | 570.21 | 35926.3 | 5891.2 | 206595 | 197041 | 496763 | 499138 | 73197.3 | 7720.39 | 425180 | 147542.1 | 117349.8 | 355739
Warehouse | 2 - Prototype-NewHvacLoadsConstSch¦4d - Prototype-Prototype-Blend |  | Houston Bush Intercontinental | 143462 | 0 | 2.7565 | 251.75 | 636.75 | 38.75 | 42 | 131481 | 11980.4 | 0 | 0 | 0 | 43.3359 | 0% | 0% | 0% | 0% | 0% | 0% | 1.357% | 10.25% | 4.436% | 0% | 0% | 0% | 0% | 0% | 16.05% | 0 | 0 | 0 | 0 | 0 | 0 | 44.4444 | 26863.9 | 11624.96 | 0 | 0 | 0 | 0 | 0 | 0 | 0 | 0 | 0 | 0 | 0 | 119.828 | 0 | 0 | 0 | 0 | 0 | 0 | 0 | 0 | 0 | 0 | 524.13 | 35926.3 | 13323.8 | 20218 | 10261 | 1525 | 10710 | 1882 | 7720.39 | 81180 | 5115 | 734.6 | 10540
chart | [19 empty] | why large drop on heating when add in loads, and why larger envelope loads on bars (ah, wwr is based on office, not warehosue)
building_type | [15 empty] | building type | end use interior lighting | end use exterior lighting | end use interior equipment | end use exterior equipment | end use water systems | end use refrigeration | end use heating | end use cooling | end use fans | end use pumps | end use heat rejection | end use humidification | end use heat recovery | end use generators | sum of end use errors as fraction of total consumpiton
SecondarySchool | 0 - Prototype¦1 - Prototype-NewHvac | [14 empty] | SecondarySchool | 0% | 0% | 0% | 0% | 0.001058% | 0.6189% | 3.513% | 1.846% | 0.8567% | 4.585% | 3.86% | 0% | 1.363% | 0% | 16.64%
PrimarySchool | 0 - Prototype¦1 - Prototype-NewHvac | [14 empty] | PrimarySchool | 0% | 0% | 0% | 0% | 0.001191% | 1.154% | 5.371% | 4.41% | 2.509% | 0.01803% | 0% | 0% | 0.03573% | 0% | 13.5%
FullServiceRestaurant | 0 - Prototype¦1 - Prototype-NewHvac | [14 empty] | FullServiceRestaurant | 0% | 0% | 0% | 0% | 0% | 1.978% | 2.885% | 2.778% | 4.346% | 0% | 0% | 0% | 0% | 0% | 11.99%
QuickServiceRestaurant | 0 - Prototype¦1 - Prototype-NewHvac | [14 empty] | QuickServiceRestaurant | 0% | 0% | 0% | 0% | 0% | 3.508% | 1.254% | 2.56% | 2.498% | 0% | 0% | 0% | 0% | 0% | 9.82%
SmallOffice | 0 - Prototype¦1 - Prototype-NewHvac | [14 empty] | SmallOffice | 0% | 0% | 0% | 0% | 0% | 0% | 2.084% | 1.785% | 14.61% | 0% | 0% | 0% | 0% | 0% | 18.48%
MediumOffice | 0 - Prototype¦1 - Prototype-NewHvac | [14 empty] | MediumOffice | 0% | 0% | 0% | 0% | 0.0003347% | 0% | 3.974% | 6.001% | 1.696% | 0% | 0% | 0% | 0% | 0% | 11.67%
LargeOffice | 0 - Prototype¦1 - Prototype-NewHvac | [14 empty] | LargeOffice | 0% | 0% | 0% | 0% | 0.0005443% | 0% | 0.9538% | 0.007118% | 0.01366% | 0.1204% | 1.889% | 6.266e-05% | 3.577% | 0% | 6.562%
LargeHotel | 0 - Prototype¦1 - Prototype-NewHvac | [14 empty] | LargeHotel | 0% | 0% | 0% | 0% | 0% | 0% | 0% | 0% | 0% | 0% | 0% | 0% | 0% | 0%
MidriseApartment | 0 - Prototype¦1 - Prototype-NewHvac | [14 empty] | MidriseApartment | 0% | 0% | 0% | 0% | 0.0005848% | 0% | 1.895% | 1.048% | 13.41% | 0.004988% | 0% | 0% | 0% | 0% | 16.36%
HighriseApartment | 0 - Prototype¦1 - Prototype-NewHvac | [14 empty] | HighriseApartment | 0% | 0% | 0% | 0% | 0% | 0% | 0.8294% | 1.7% | 12.55% | 1.182% | 1.661% | 0% | 0% | 0% | 17.93%
StripMall | 0 - Prototype¦1 - Prototype-NewHvac | [14 empty] | StripMall | 0% | 0% | 0% | 0% | 0% | 0% | 1.229% | 3.51% | 3.26% | 0% | 0% | 0% | 0% | 0% | 8%
Retail | 0 - Prototype¦1 - Prototype-NewHvac | [14 empty] | Retail | 0% | 0% | 0% | 0% | 0% | 0% | 0.3445% | 3.579% | 1.913% | 0% | 0% | 0% | 0% | 0% | 5.836%
Hospital | 0 - Prototype¦1 - Prototype-NewHvac | [14 empty] | Hospital | 0% | 0% | 0% | 0% | 0.0003683% | 0.4128% | 6.749% | 3.074% | 2.046% | 0.9064% | 2.34% | 1.079% | 0% | 0% | 16.61%
Outpatient | 0 - Prototype¦1 - Prototype-NewHvac | [14 empty] | Outpatient | 0% | 0% | 0% | 0% | 0.0002628% | 0% | 13.86% | 6.732% | 1.984% | 0.1721% | 0% | 0.3306% | 0% | 0% | 23.08%
Warehouse | 0 - Prototype¦1 - Prototype-NewHvac | [14 empty] | Warehouse | 0% | 0% | 0% | 0% | 0% | 0% | 0.2243% | 0.1817% | 3.79% | 0% | 0% | 0% | 0% | 0% | 4.196%
building_type | [15 empty] | building type | end use interior lighting | end use exterior lighting | end use interior equipment | end use exterior equipment | end use water systems | end use refrigeration | end use heating | end use cooling | end use fans | end use pumps | end use heat rejection | end use humidification | end use heat recovery | end use generators | sum of end use errors as fraction of total consumpiton
SecondarySchool | 1 - Prototype-NewHvac¦2 - Prototype-NewHvacLoadsConstSch | [14 empty] | SecondarySchool | 0% | 1.814% | 0.02148% | 0% | 0.5024% | 0% | 0.8515% | 1.756% | 0.7019% | 0.249% | 0.1562% | 0% | 0.2147% | 0% | 6.267%
PrimarySchool | 1 - Prototype-NewHvac¦2 - Prototype-NewHvacLoadsConstSch | [14 empty] | PrimarySchool | 0% | 1.959% | 0% | 0% | 0.6107% | 0% | 1.342% | 2.122% | 0.9047% | 0.001169% | 0% | 0% | 0.03234% | 0% | 6.972%
FullServiceRestaurant | 1 - Prototype-NewHvac¦2 - Prototype-NewHvacLoadsConstSch | [14 empty] | FullServiceRestaurant | 0% | 0.1418% | 1.794% | 0% | 0.7656% | 0% | 4.867% | 4.971% | 13.96% | 0.01081% | 0% | 0% | 2.131% | 0% | 28.64%
QuickServiceRestaurant | 1 - Prototype-NewHvac¦2 - Prototype-NewHvacLoadsConstSch | [14 empty] | QuickServiceRestaurant | 0% | 0.6017% | 3.161% | 0% | 0.4463% | 0% | 3.111% | 3.263% | 9.022% | 0% | 0% | 0% | 0% | 0% | 19.6%
SmallOffice | 1 - Prototype-NewHvac¦2 - Prototype-NewHvacLoadsConstSch | [14 empty] | SmallOffice | 0% | 2.047% | 0% | 0% | 1.02% | 0% | 1.212% | 1.677% | 0.9594% | 0% | 0% | 0% | 0% | 0% | 6.915%
MediumOffice | 1 - Prototype-NewHvac¦2 - Prototype-NewHvacLoadsConstSch | [14 empty] | MediumOffice | 0% | 0.9978% | 2.679% | 0% | 1.043% | 0% | 0.4463% | 0.9198% | 0.2911% | 0% | 0% | 0% | 0% | 0% | 6.377%
LargeOffice | 1 - Prototype-NewHvac¦2 - Prototype-NewHvacLoadsConstSch | [14 empty] | LargeOffice | 0% | 3.709% | 3.854% | 0% | 0.4708% | 0% | 0.7017% | 0.4307% | 0.03036% | 0.08309% | 0.05043% | 0% | 0% | 0% | 9.33%
LargeHotel | 1 - Prototype-NewHvac¦2 - Prototype-NewHvacLoadsConstSch | [14 empty] | LargeHotel | Re-run after 2.3.0 comes out
MidriseApartment | 1 - Prototype-NewHvac¦2 - Prototype-NewHvacLoadsConstSch | [14 empty] | MidriseApartment | 0% | 7.268% | 0.002961% | 0% | 7.072% | 0% | 0.3141% | 1.491% | 2.243% | 0.0004924% | 0% | 0% | 0% | 0% | 18.39%
HighriseApartment | 1 - Prototype-NewHvac¦2 - Prototype-NewHvacLoadsConstSch | [14 empty] | HighriseApartment | 0% | 0.9514% | 1.592% | 0% | 1.131% | 0% | 0.1566% | 0.399% | 0.3832% | 0.0001958% | 0% | 0% | 0% | 0% | 4.614%
StripMall | 1 - Prototype-NewHvac¦2 - Prototype-NewHvacLoadsConstSch | [14 empty] | StripMall | 0% | 2.647% | 0% | 0% | 2.647% | 0% | 0.1888% | 4.528% | 4.186% | 0% | 0% | 0% | 0% | 0% | 14.2%
Retail | 1 - Prototype-NewHvac¦2 - Prototype-NewHvacLoadsConstSch | [14 empty] | Retail | 0% | 0.3606% | 0% | 0% | 0% | 0% | 1.004% | 3.199% | 4.06% | 0% | 0% | 0% | 0% | 0% | 8.624%
Hospital | 1 - Prototype-NewHvac¦2 - Prototype-NewHvacLoadsConstSch | [14 empty] | Hospital | 0% | 7.38% | 4.996% | 0% | 1.263% | 0% | 0.9567% | 0.308% | 0.0725% | 0.0575% | 0.03778% | 0% | 0% | 0% | 15.07%
Outpatient | 1 - Prototype-NewHvac¦2 - Prototype-NewHvacLoadsConstSch | [14 empty] | Outpatient | 0.03435% | 0.4335% | 1.996% | 0% | 0.6672% | 0% | 0.173% | 0.5158% | 0.7826% | 0% | 0% | 0% | 0% | 0% | 4.602%
Warehouse | 1 - Prototype-NewHvac¦2 - Prototype-NewHvacLoadsConstSch | [14 empty] | Warehouse | 0% | 0.2511% | 0% | 0% | 0.03905% | 0% | 4.411% | 1.396% | 2.348% | 0% | 0% | 0% | 0% | 0% | 8.445%
building_type | [15 empty] | building type | end use interior lighting | end use exterior lighting | end use interior equipment | end use exterior equipment | end use water systems | end use refrigeration | end use heating | end use cooling | end use fans | end use pumps | end use heat rejection | end use humidification | end use heat recovery | end use generators | sum of end use errors as fraction of total consumpiton
SecondarySchool | 2 - Prototype-NewHvacLoadsConstSch¦3b - Typical-Bar-Sliced | [14 empty] | SecondarySchool | 5.391e-05% | 0.06724% | 0.006954% | 0% | 0.1665% | 0% | 7.043% | 1.248% | 0.7098% | 0.3597% | 0.4061% | 0% | 0.5629% | 0% | 10.57%
PrimarySchool | 2 - Prototype-NewHvacLoadsConstSch¦3b - Typical-Bar-Sliced | [14 empty] | PrimarySchool | 0.009171% | 0.005808% | 0.008356% | 0% | 0.5555% | 0% | 2.17% | 0.3999% | 3.766% | 0% | 0% | 0% | 0.3334% | 0% | 7.249%
FullServiceRestaurant | 2 - Prototype-NewHvacLoadsConstSch¦3b - Typical-Bar-Sliced | [14 empty] | FullServiceRestaurant | 0.00374% | 0.001071% | 0.007536% | 0% | 1.43% | 0% | 8.541% | 4.671% | 0.7524% | 0% | 0% | 0% | 2.752% | 0% | 18.16%
QuickServiceRestaurant | 2 - Prototype-NewHvacLoadsConstSch¦3b - Typical-Bar-Sliced | [14 empty] | QuickServiceRestaurant | 0.01066% | 0.005333% | 0.09861% | 0% | 0.9764% | 0% | 4.829% | 3.617% | 1.399% | 0% | 0% | 0% | 0% | 0% | 10.94%
SmallOffice | 2 - Prototype-NewHvacLoadsConstSch¦3b - Typical-Bar-Sliced | [14 empty] | SmallOffice | 0.01048% | 0.003504% | 0.007008% | 0% | 6.296% | 0% | 0.9439% | 2.734% | 2.821% | 0% | 0% | 0% | 0% | 0% | 12.82%
MediumOffice | 2 - Prototype-NewHvacLoadsConstSch¦3b - Typical-Bar-Sliced | [14 empty] | MediumOffice | 0.000748% | 0.1313% | 0.001142% | 0% | 1.627% | 0% | 1.445% | 0.9653% | 1.543% | 0% | 0% | 0% | 0% | 0% | 5.714%
LargeOffice | 2 - Prototype-NewHvacLoadsConstSch¦3b - Typical-Bar-Sliced | [14 empty] | LargeOffice | 9.133e-05% | 0.01117% | 0.01484% | 0% | 0.1891% | 0% | 1.659% | 1.243% | 0.6534% | 0.5802% | 0.255% | 0% | 3.074% | 0% | 7.679%
LargeHotel | 2 - Prototype-NewHvacLoadsConstSch¦3b - Typical-Bar-Sliced | [14 empty] | LargeHotel | Re-run after 2.3.0 comes out
MidriseApartment | 2 - Prototype-NewHvacLoadsConstSch¦3b - Typical-Bar-Sliced | [14 empty] | MidriseApartment | 0.00178% | 0% | 0.0004215% | 0% | 0.4883% | 0% | 0.2095% | 1.494% | 1.504% | 0.0004439% | 0% | 0% | 0% | 0% | 3.698%
HighriseApartment | 2 - Prototype-NewHvacLoadsConstSch¦3b - Typical-Bar-Sliced | [14 empty] | HighriseApartment | 0.001343% | 0% | 0.0004009% | 0% | 1.535% | 0% | 0.118% | 3.445% | 4.661% | 0% | 0% | 0% | 0% | 0% | 9.76%
StripMall | 2 - Prototype-NewHvacLoadsConstSch¦3b - Typical-Bar-Sliced | [14 empty] | StripMall | 0.005324% | 0.0005637% | 0.00119% | 0% | 2.781% | 0% | 3.545% | 0.5824% | 2.246% | 0% | 0% | 0% | 0% | 0% | 9.161%
Retail | 2 - Prototype-NewHvacLoadsConstSch¦3b - Typical-Bar-Sliced | [14 empty] | Retail | 0% | 0.0006387% | 0.002427% | 0% | 3.551% | 0% | 3.191% | 0.2233% | 4.288% | 0% | 0% | 0% | 0% | 0% | 11.26%
Hospital | 2 - Prototype-NewHvacLoadsConstSch¦3b - Typical-Bar-Sliced | [14 empty] | Hospital | 0.4276% | 0.0223% | 3.438% | 0% | 0.03504% | 0% | 4.674% | 1.282% | 0.0199% | 0.05724% | 0.2058% | 0% | 0% | 0% | 10.16%
Outpatient | 2 - Prototype-NewHvacLoadsConstSch¦3b - Typical-Bar-Sliced | [14 empty] | Outpatient | 0.1568% | 0.07906% | 0.8764% | 0% | 0.7634% | 0% | 0.5951% | 1.633% | 0.004783% | 0.0001843% | 0% | 0% | 0% | 0% | 4.109%
Warehouse | 2 - Prototype-NewHvacLoadsConstSch¦3b - Typical-Bar-Sliced | [14 empty] | Warehouse | 0.001007% | 0.1167% | 0% | 0% | 1.608% | 0% | 13.33% | 10.09% | 14.58% | 0% | 0% | 0% | 0% | 0% | 39.72%
Note: Full Surface Restaurant is 35%, Warehouse is 54%
building_type | [15 empty] | building type | end use interior lighting | end use exterior lighting | end use interior equipment | end use exterior equipment | end use water systems | end use refrigeration | end use heating | end use cooling | end use fans | end use pumps | end use heat rejection | end use humidification | end use heat recovery | end use generators | sum of end use errors as fraction of total consumpiton
SecondarySchool | 2 - Prototype-NewHvacLoadsConstSch¦4b - Typical-Bar-Blend | [14 empty] | SecondarySchool | 5.391e-05% | 0.06724% | 0.006954% | 0% | 0.1665% | 0% | 3.201% | 8.713% | 1.079% | 1.093% | 0.6285% | 0% | 0.76% | 0% | 15.72%
PrimarySchool | 2 - Prototype-NewHvacLoadsConstSch¦4b - Typical-Bar-Blend | [14 empty] | PrimarySchool | 0.009171% | 0.005808% | 0.008356% | 0% | 0.5554% | 0% | 0.4872% | 2.237% | 3.363% | 0% | 0% | 0% | 1.049% | 0% | 7.715%
FullServiceRestaurant | 2 - Prototype-NewHvacLoadsConstSch¦4b - Typical-Bar-Blend | [14 empty] | FullServiceRestaurant | 0.00374% | 0.001071% | 0.007536% | 0% | 1.43% | 0% | 6.197% | 4.958% | 0.9716% | 0% | 0% | 0% | 2.752% | 0% | 16.32%
QuickServiceRestaurant | 2 - Prototype-NewHvacLoadsConstSch¦4b - Typical-Bar-Blend | [14 empty] | QuickServiceRestaurant | 0.01066% | 0.005333% | 0.09861% | 0% | 0.9764% | 0% | 5.046% | 5.742% | 1.562% | 0% | 0% | 0% | 0% | 0% | 13.44%
SmallOffice | 2 - Prototype-NewHvacLoadsConstSch¦4b - Typical-Bar-Blend | [14 empty] | SmallOffice | 0.01048% | 0.003504% | 0.007008% | 0% | 6.296% | 0% | 0.8635% | 2.664% | 2.923% | 0% | 0% | 0% | 0% | 0% | 12.77%
MediumOffice | 2 - Prototype-NewHvacLoadsConstSch¦4b - Typical-Bar-Blend | [14 empty] | MediumOffice | 0.000748% | 0.1313% | 0.001142% | 0% | 1.627% | 0% | 1.446% | 0.1941% | 0.1142% | 0% | 0% | 0% | 0% | 0% | 3.514%
LargeOffice | 2 - Prototype-NewHvacLoadsConstSch¦4b - Typical-Bar-Blend | [14 empty] | LargeOffice | 9.133e-05% | 0.01117% | 0.01484% | 0% | 0.1893% | 0% | 3.493% | 1.836% | 0.3988% | 0.2585% | 0.1803% | 0% | 0.05012% | 0% | 6.433%
LargeHotel | 2 - Prototype-NewHvacLoadsConstSch¦4b - Typical-Bar-Blend | [14 empty] | LargeHotel | Re-run after 2.3.0 comes out
MidriseApartment | 2 - Prototype-NewHvacLoadsConstSch¦4b - Typical-Bar-Blend | [14 empty] | MidriseApartment | 0.00178% | 0% | 0.0004215% | 0% | 0.4883% | 0% | 0.9273% | 0.4488% | 0.3667% | 0.0008878% | 0% | 0% | 0% | 0% | 2.234%
HighriseApartment | 2 - Prototype-NewHvacLoadsConstSch¦4b - Typical-Bar-Blend | [14 empty] | HighriseApartment | 0.001343% | 0% | 0.0004009% | 0% | 1.536% | 0% | 1.214% | 1.067% | 1.169% | 0.00133% | 0% | 0% | 0% | 0% | 4.989%
StripMall | 2 - Prototype-NewHvacLoadsConstSch¦4b - Typical-Bar-Blend | [14 empty] | StripMall | 0.005324% | 0.0005637% | 0.00119% | 0% | 2.781% | 0% | 1.773% | 2.1% | 1.237% | 0% | 0% | 0% | 0% | 0% | 7.899%
Retail | 2 - Prototype-NewHvacLoadsConstSch¦4b - Typical-Bar-Blend | [14 empty] | Retail | 0% | 0.0006387% | 0.002427% | 0% | 3.551% | 0% | 1.934% | 0.994% | 2.472% | 0% | 0% | 0% | 0% | 0% | 8.954%
Hospital | 2 - Prototype-NewHvacLoadsConstSch¦4b - Typical-Bar-Blend | [14 empty] | Hospital | 0.4276% | 0.0223% | 3.438% | 0% | 0.03501% | 0% | 8.521% | 1.444% | 4.319% | 0.7709% | 0.4395% | 0% | 0% | 0% | 19.42%
Outpatient | 2 - Prototype-NewHvacLoadsConstSch¦4b - Typical-Bar-Blend | [14 empty] | Outpatient | 0.1568% | 0.07906% | 0.8764% | 0% | 0.7636% | 0% | 1.737% | 3.171% | 2.679% | 0.0001843% | 0% | 0% | 0% | 0% | 9.463%
Warehouse | 2 - Prototype-NewHvacLoadsConstSch¦4b - Typical-Bar-Blend | [14 empty] | Warehouse | 0.001007% | 0.1167% | 0% | 0% | 1.608% | 0% | 2.722% | 10.05% | 0.9498% | 0% | 0% | 0% | 0% | 0% | 15.44%
building_type | [15 empty] | building type | end use interior lighting | end use exterior lighting | end use interior equipment | end use exterior equipment | end use water systems | end use refrigeration | end use heating | end use cooling | end use fans | end use pumps | end use heat rejection | end use humidification | end use heat recovery | end use generators | sum of end use errors as fraction of total consumpiton
SecondarySchool | 2 - Prototype-NewHvacLoadsConstSch¦4c - Typical-Urban-Blend | [14 empty] | SecondarySchool | 0.3708% | 0.9429% | 3.22% | 0% | 0.1722% | 0% | 7.504% | 20.37% | 4.933% | 2.134% | 1.36% | 0% | 2.642% | 0% | 43.65%
PrimarySchool | 2 - Prototype-NewHvacLoadsConstSch¦4c - Typical-Urban-Blend | [14 empty] | PrimarySchool | 2.348% | 0.9191% | 0.01977% | 0% | 0.6125% | 0% | 3.266% | 9.963% | 1.497% | 0% | 0% | 0% | 0.645% | 0% | 19.27%
FullServiceRestaurant | 2 - Prototype-NewHvacLoadsConstSch¦4c - Typical-Urban-Blend | [14 empty] | FullServiceRestaurant | 5.409% | 1.312% | 0.01235% | 0% | 1.474% | 0% | 0.6353% | 1.683% | 1.681% | 0% | 0% | 0% | 2.752% | 0% | 14.96%
QuickServiceRestaurant | 2 - Prototype-NewHvacLoadsConstSch¦4c - Typical-Urban-Blend | [14 empty] | QuickServiceRestaurant | 3.184% | 1.098% | 0.003562% | 0% | 1.123% | 0% | 1.976% | 0.2239% | 3.246% | 0% | 0% | 0% | 0% | 0% | 10.85%
SmallOffice | 2 - Prototype-NewHvacLoadsConstSch¦4c - Typical-Urban-Blend | [14 empty] | SmallOffice | 2.528% | 3.874% | 0% | 0% | 6.342% | 0% | 1.731% | 2.905% | 12.34% | 0% | 0% | 0% | 0% | 0% | 29.72%
MediumOffice | 2 - Prototype-NewHvacLoadsConstSch¦4c - Typical-Urban-Blend | [14 empty] | MediumOffice | 5.351% | 3.485% | 2.04% | 0% | 1.673% | 0% | 0.275% | 2.892% | 2.202% | 0% | 0% | 0% | 0% | 0% | 17.92%
LargeOffice | 2 - Prototype-NewHvacLoadsConstSch¦4c - Typical-Urban-Blend | [14 empty] | LargeOffice | 1.06% | 0.8317% | 0.0153% | 0% | 0.1891% | 0% | 4.262% | 19.92% | 5.868% | 2.491% | 1.923% | 0% | 3.074% | 0% | 39.64%
LargeHotel | 2 - Prototype-NewHvacLoadsConstSch¦4c - Typical-Urban-Blend | [14 empty] | LargeHotel | Re-run after 2.3.0 comes out
MidriseApartment | 2 - Prototype-NewHvacLoadsConstSch¦4c - Typical-Urban-Blend | [14 empty] | MidriseApartment | 0.7892% | 2.289% | 0.1225% | 0% | 1.371% | 0% | 0.7222% | 0.06613% | 2.203% | 0.0008878% | 0% | 0% | 0% | 0% | 7.564%
HighriseApartment | 2 - Prototype-NewHvacLoadsConstSch¦4c - Typical-Urban-Blend | [14 empty] | HighriseApartment | 1.059% | 1.645% | 0.05272% | 0% | 1.536% | 0% | 0.8028% | 0.8275% | 2.539% | 0.00076% | 0% | 0% | 0% | 0% | 8.463%
StripMall | 2 - Prototype-NewHvacLoadsConstSch¦4c - Typical-Urban-Blend | [14 empty] | StripMall | 5.411% | 3.461% | 0% | 0% | 3.037% | 0% | 2.928% | 7.121% | 1.09% | 0% | 0% | 0% | 0% | 0% | 23.05%
Retail | 2 - Prototype-NewHvacLoadsConstSch¦4c - Typical-Urban-Blend | [14 empty] | Retail | 0.9159% | 2.622% | 0.004854% | 0% | 3.551% | 0% | 3.452% | 2.809% | 0.9812% | 0% | 0% | 0% | 0% | 0% | 14.34%
Hospital | 2 - Prototype-NewHvacLoadsConstSch¦4c - Typical-Urban-Blend | [14 empty] | Hospital | 1.095% | 0.4036% | 0.6036% | 0% | 0.04% | 0% | 9.84% | 20.57% | 10.11% | 2.136% | 1.435% | 0% | 0% | 0% | 46.23%
Outpatient | 2 - Prototype-NewHvacLoadsConstSch¦4c - Typical-Urban-Blend | [14 empty] | Outpatient | 0.3223% | 1.785% | 3.956% | 0% | 0.8098% | 0% | 2.879% | 2.791% | 2.376% | 0.0001843% | 0% | 0% | 0% | 0% | 14.92%
Warehouse | 2 - Prototype-NewHvacLoadsConstSch¦4c - Typical-Urban-Blend | [14 empty] | Warehouse | 15.22% | 3.836% | 0.6339% | 0% | 1.608% | 0% | 2.002% | 10.24% | 5.181% | 0% | 0% | 0% | 0% | 0% | 38.73%
Note: Since footprint is extruded for each above grade story, buildings which to not have full upper stories will show too much area, such as secondary school
building_type | [15 empty] | building type | end use interior lighting | end use exterior lighting | end use interior equipment | end use exterior equipment | end use water systems | end use refrigeration | end use heating | end use cooling | end use fans | end use pumps | end use heat rejection | end use humidification | end use heat recovery | end use generators | sum of end use errors as fraction of total consumpiton
SecondarySchool | 2 - Prototype-NewHvacLoadsConstSch¦4d - Prototype-Prototype-Blend | [14 empty] | SecondarySchool | 0% | 0% | 0% | 0% | 0% | 0% | 5.364% | 8.371% | 1.765% | 0.9794% | 0.5974% | 0% | 0.5847% | 0% | 17.66%
PrimarySchool | 2 - Prototype-NewHvacLoadsConstSch¦4d - Prototype-Prototype-Blend | [14 empty] | PrimarySchool | 0% | 0% | 0% | 0% | 0% | 0% | 0.9685% | 0.02446% | 1.015% | 0% | 0% | 0% | 0.645% | 0% | 2.653%
FullServiceRestaurant | 2 - Prototype-NewHvacLoadsConstSch¦4d - Prototype-Prototype-Blend | [14 empty] | FullServiceRestaurant | 0% | 0% | 0% | 0% | 0% | 0% | 1.873% | 6.751% | 3.925% | 0% | 0% | 0% | 2.752% | 0% | 15.3%
QuickServiceRestaurant | 2 - Prototype-NewHvacLoadsConstSch¦4d - Prototype-Prototype-Blend | [14 empty] | QuickServiceRestaurant | 0% | 0% | 0% | 0% | 0% | 0% | 1.132% | 3.309% | 1.472% | 0% | 0% | 0% | 0% | 0% | 5.913%
SmallOffice | 2 - Prototype-NewHvacLoadsConstSch¦4d - Prototype-Prototype-Blend | [14 empty] | SmallOffice | 0% | 0% | 0% | 0% | 0% | 0% | 0.02447% | 0.06993% | 0.1259% | 0% | 0% | 0% | 0% | 0% | 0.2203%
MediumOffice | 2 - Prototype-NewHvacLoadsConstSch¦4d - Prototype-Prototype-Blend | [14 empty] | MediumOffice | Need to address plenum zones to model this properly
LargeOffice | 2 - Prototype-NewHvacLoadsConstSch¦4d - Prototype-Prototype-Blend | [14 empty] | LargeOffice | Need to address plenum zones to model this properly
LargeHotel | 2 - Prototype-NewHvacLoadsConstSch¦4d - Prototype-Prototype-Blend | [14 empty] | LargeHotel | Re-run after 2.3.0 comes out
MidriseApartment | 2 - Prototype-NewHvacLoadsConstSch¦4d - Prototype-Prototype-Blend | [14 empty] | MidriseApartment | 0% | 0% | 0% | 0% | 0% | 0% | 0.3613% | 0.03241% | 0.004449% | 0.0004439% | 0% | 0% | 0% | 0% | 0.3986%
HighriseApartment | 2 - Prototype-NewHvacLoadsConstSch¦4d - Prototype-Prototype-Blend | [14 empty] | HighriseApartment | 0% | 0% | 0% | 0% | 0.0003809% | 0% | 0.1972% | 0.003228% | 0.4715% | 0.00019% | 0% | 0% | 0% | 0% | 0.6725%
StripMall | 2 - Prototype-NewHvacLoadsConstSch¦4d - Prototype-Prototype-Blend | [14 empty] | StripMall | 0% | 0% | 0% | 0% | 0% | 0% | 0.9552% | 1.59% | 0.3883% | 0% | 0% | 0% | 0% | 0% | 2.933%
Retail | 2 - Prototype-NewHvacLoadsConstSch¦4d - Prototype-Prototype-Blend | [14 empty] | Retail | 0% | 0% | 0% | 0% | 0% | 0% | 0.07632% | 0.1659% | 0.03934% | 0% | 0% | 0% | 0% | 0% | 0.2815%
Hospital | 2 - Prototype-NewHvacLoadsConstSch¦4d - Prototype-Prototype-Blend | [14 empty] | Hospital | 0% | 0% | 0% | 0% | 0% | 0% | 7.82% | 1.033% | 5.011% | 1.004% | 0.4247% | 0% | 0% | 0% | 15.29%
Outpatient | 2 - Prototype-NewHvacLoadsConstSch¦4d - Prototype-Prototype-Blend | [14 empty] | Outpatient | 0% | 0% | 0% | 0% | 0.000175% | 0% | 0.5953% | 0.4398% | 0.5865% | 0% | 0% | 0% | 0% | 0% | 1.622%
Warehouse | 2 - Prototype-NewHvacLoadsConstSch¦4d - Prototype-Prototype-Blend | [14 empty] | Warehouse | 0% | 0% | 0% | 0% | 0% | 0% | 1.357% | 10.25% | 4.436% | 0% | 0% | 0% | 0% | 0% | 16.05%
Note: Medium Office is 79%, Large office is 76% (expected cause is handeling of plenum zone)
[20 empty] | Multiple Space Types Sliced Bar | Whole Building Space Type Core and Perimeter Bar | Whole Building Space Type Extruded Footprint | Whole Building SpaceType Prototype Geometry
building_type | [18 empty] | building_type | 2 - Prototype-NewHvacLoadsConstSch¦3b - Typical-Bar-Sliced | 2 - Prototype-NewHvacLoadsConstSch¦4b - Typical-Bar-Blend | 2 - Prototype-NewHvacLoadsConstSch¦4c - Typical-Urban-Blend | 2 - Prototype-NewHvacLoadsConstSch¦4d - Prototype-Prototype-Blend
SecondarySchool | [18 empty] | SecondarySchool | 10.57% | 15.72% | 43.65% | 17.66%
PrimarySchool | [18 empty] | PrimarySchool | 7.249% | 7.715% | 19.27% | 2.653%
FullServiceRestaurant | [18 empty] | FullServiceRestaurant | 18.16% | 16.32% | 14.96% | 15.3%
QuickServiceRestaurant | [18 empty] | QuickServiceRestaurant | 10.94% | 13.44% | 10.85% | 5.913%
SmallOffice | [18 empty] | SmallOffice | 12.82% | 12.77% | 29.72% | 0.2203%
MediumOffice | [18 empty] | MediumOffice | 5.714% | 3.514% | 17.92%
LargeOffice | [18 empty] | LargeOffice | 7.679% | 6.433% | 39.64%
LargeHotel | [18 empty] | LargeHotel
MidriseApartment | [18 empty] | MidriseApartment | 3.698% | 2.234% | 7.564% | 0.3986%
HighriseApartment | [18 empty] | HighriseApartment | 9.76% | 4.989% | 8.463% | 0.6725%
StripMall | [18 empty] | StripMall | 9.161% | 7.899% | 23.05% | 2.933%
Retail | [18 empty] | Retail | 11.26% | 8.954% | 14.34% | 0.2815%
Hospital | [18 empty] | Hospital | 10.16% | 19.42% | 46.23% | 15.29%
Outpatient | [18 empty] | Outpatient | 4.109% | 9.463% | 14.92% | 1.622%
Warehouse | [18 empty] | Warehouse | 39.72% | 15.44% | 38.73% | 16.05%
Note: Large hotel missing for all simplification methods
Note: Medium and Large office missing from 4d - Protottype-Prototype-Blend
building_type | [18 empty] | building_type | Prototype with New HVAC | Prototype with new HVAC, Const, Load, and Sch
SecondarySchool | [18 empty] | SecondarySchool | 16.64% | 22.17%
PrimarySchool | [18 empty] | PrimarySchool | 13.5% | 17.21%
FullServiceRestaurant | [18 empty] | FullServiceRestaurant | 11.99% | 27.03%
QuickServiceRestaurant | [18 empty] | QuickServiceRestaurant | 9.82% | 19.37%
SmallOffice | [18 empty] | SmallOffice | 18.48% | 20.83%
MediumOffice | [18 empty] | MediumOffice | 11.67% | 16.17%
LargeOffice | [18 empty] | LargeOffice | 6.562% | 15.34%
LargeHotel | [18 empty] | LargeHotel
MidriseApartment | [18 empty] | MidriseApartment | 16.36% | 29.21%
HighriseApartment | [18 empty] | HighriseApartment | 17.93% | 21.71%
StripMall | [18 empty] | StripMall | 8% | 15.04%
Retail | [18 empty] | Retail | 5.836% | 7.402%
Hospital | [18 empty] | Hospital | 16.61% | 28.09%
Outpatient | [18 empty] | Outpatient | 23.08% | 26.62%
Warehouse | [18 empty] | Warehouse | 4.196% | 4.196%
Note: Large hotel missing for all simplification methods

## 0929_2004_7A
building_type | scenario | results_directory | city | net_site_energy | total_building_area | eui | unmet_hours_during_heating | unmet_hours_during_cooling | unmet_hours_during_occupied_heating | unmet_hours_during_occupied_cooling | fuel_electricity | fuel_natural_gas | fuel_additional_fuel | fuel_district_cooling | fuel_district_heating | annual_peak_electric_demand | end_use_interior_lighting | end_use_exterior_lighting | end_use_interior_equipment | end_use_exterior_equipment | end_use_water_systems | end_use_refrigeration | end_use_heating | end_use_cooling | end_use_fans | end_use_pumps | end_use_heat_rejection | end_use_humidification | end_use_heat_recovery | end_use_generators | sum of end use errors as fraction of total consumpiton | end_use_electricity_interior_lighting | end_use_electricity_exterior_lighting | end_use_electricity_interior_equipment | end_use_electricity_exterior_equipment | end_use_electricity_water_systems | end_use_electricity_refrigeration | end_use_electricity_heating | end_use_electricity_cooling | end_use_electricity_fans | end_use_electricity_pumps | end_use_electricity_heat_rejection | end_use_electricity_humidification | end_use_electricity_heat_recovery | end_use_electricity_generators | end_use_natural_gas_interior_lighting | end_use_natural_gas_exterior_lighting | end_use_natural_gas_interior_equipment | end_use_natural_gas_exterior_equipment | end_use_natural_gas_water_systems | end_use_natural_gas_refrigeration | end_use_natural_gas_heating | end_use_natural_gas_cooling | end_use_natural_gas_fans | end_use_natural_gas_pumps | end_use_natural_gas_heat_rejection | end_use_natural_gas_humidification | end_use_natural_gas_heat_recovery | end_use_natural_gas_generators | zone_lights_total_heating_energy_annual | electric_equipment_total_heating_energy_annual | gas_equipment_total_heating_energy_annual | zone_people_sensible_heating_energy_annual | zone_mechanical_ventilation_cooling_load_increase_energy_annual | zone_infiltration_sensible_heat_gain_energy_annual | ground_heat_gain | ext_wall_heat_gain | surface_window_heat_gain_energy_annual | ext_roof_heat_gain | zone_infiltration_sensible_heat_loss_energy_annual | zone_mechanical_ventilation_heating_load_increase_energy_annual | ground_heat_loss | ext_wall_heat_loss | surface_window_heat_loss_energy_annual | ext_roof_heat_loss
SecondarySchool | 0 - Prototype | run/Prototype Row B/datapoint_59c942e553ff6b03c8620174 | Duluth International Arpt | 18879200 | 210887 | 89.5228 | 1444.5 | 1164 | 24.75 | 25.25 | 9039600 | 9839550 | 0 | 0 | 0 | 1131.95 | 3189060 | 208994 | 2834710 | 0 | 583069 | 78024.3 | 8732380 | 897630 | 1977680 | 48262.8 | 0 | 0 | 329329 | 0 |  | 934622 | 61250 | 676753 | 0 | 419.444 | 22866.7 | 0 | 263069 | 579600 | 14144.4 | 0 | 0 | 96516.7 | 0 | 0 | 0 | 5256.38 | 0 | 5817.5 | 0 | 87340.7 | 0 | 0 | 0 | 0 | 0 | 0 | 0 | 3189070 | 2204750 | 157660 | 2787970 | 276563 | 5144.43 | 426266 | 690818 | 1960350 | 1130250 | 870955 | 2457820 | 1156753 | 1205030 | 2099250 | 2636640
SecondarySchool | 1 - Prototype-NewHvac | run/Prototype Row B/datapoint_59c942ed53ff6b03c8620184 | Duluth International Arpt | 24042000 | 210887 | 114.005 | 1240 | 1824 | 115.5 | 141.5 | 9367090 | 14674900 | 0 | 0 | 0 | 1085.76 | 3189060 | 208994 | 2834710 | 0 | 581931 | 0 | 13568900 | 1102300 | 1749660 | 256366 | 77673.6 | 0 | 472411 | 0 |  | 934622 | 61250 | 676753 | 0 | 419.444 | 0 | 2.7778 | 323053 | 512775 | 75133.3 | 22763.9 | 0 | 138450 | 0 | 0 | 0 | 5256.38 | 0 | 5806.12 | 0 | 135715 | 0 | 0 | 0 | 0 | 0 | 0 | 0 | 3189070 | 2204750 | 157660 | 2812250 | 336670 | 6890.88 | 441258 | 692690 | 1974800 | 1141580 | 863755 | 5086120 | 1072100 | 1202420 | 2088490 | 2618770
SecondarySchool | 2 - Prototype-NewHvacLoadsConstSch | run/Prototype Row B/datapoint_59c942f553ff6b03c8620194 | Duluth International Arpt | 25055100 | 210887 | 118.808 | 1278.25 | 1807.75 | 145 | 124.5 | 9734630 | 15320400 | 0 | 0 | 0 | 1098.58 | 3189060 | 551156 | 2838730 | 0 | 501860 | 0 | 14294500 | 1110160 | 1760310 | 258783 | 77872.7 | 0 | 472638 | 0 |  | 934622 | 161528 | 677931 | 0 | 419.444 | 0 | 2.7778 | 325356 | 515897 | 75841.7 | 22822.2 | 0 | 138517 | 0 | 0 | 0 | 5256.38 | 0 | 5005.25 | 0 | 142972 | 0 | 0 | 0 | 0 | 0 | 0 | 0 | 3189070 | 2204950 | 157660 | 2825540 | 329017 | 12014.3 | 446787 | 693257 | 1977380 | 1142680 | 1286870 | 5776090 | 1045880 | 1201550 | 2084680 | 2615440
SecondarySchool | 3b - Typical-Bar-Sliced | run/Prototype Row B/datapoint_59c9430753ff6b03c86201a4 | Duluth International Arpt | 29264500 | 210887 | 138.769 | 1798.75 | 1814.75 | 75.25 | 126 | 9984260 | 19280300 | 0 | 0 | 0 | 1124.76 | 3189050 | 537990 | 2837440 | 0 | 470838 | 0 | 18285200 | 1087440 | 2109280 | 261199 | 73465.3 | 0 | 412670 | 0 |  | 934619 | 157669 | 677900 | 0 | 0 | 0 | 22.2222 | 318697 | 618169 | 76550 | 21530.6 | 0 | 120942 | 0 | 0 | 0 | 5244.53 | 0 | 4709.28 | 0 | 182886 | 0 | 0 | 0 | 0 | 0 | 0 | 0 | 3189050 | 2204930 | 157305 | 2790980 | 222643 | 9051.38 | 382367 | 603229 | 1432190 | 725605 | 1100980 | 5706760 | 1001290 | 1066840 | 1501730 | 2033590
SecondarySchool | 4b - Typical-Bar-Blend | run/Prototype Row B/datapoint_59c9431053ff6b03c86201b4 | Duluth International Arpt | 20863400 | 210887 | 98.9317 | 1036.75 | 276.75 | 33 | 16.25 | 9848070 | 11015300 | 0 | 0 | 0 | 955.107 | 3189050 | 537990 | 2837440 | 0 | 470828 | 0 | 10020200 | 978650 | 1839880 | 216396 | 72801.8 | 0 | 700200 | 0 |  | 934619 | 157669 | 677900 | 0 | 0 | 0 | 0 | 286814 | 539217 | 63419.4 | 21336.1 | 0 | 205208 | 0 | 0 | 0 | 5244.53 | 0 | 4709.19 | 0 | 100221 | 0 | 0 | 0 | 0 | 0 | 0 | 0 | 3189050 | 2204930 | 157305 | 2856950 | 130282 | 13010.4 | 300458 | 602691 | 1432180 | 729252 | 1246000 | 4052580 | 1008330 | 1074500 | 1529710 | 2040407
SecondarySchool | 4c - Typical-Urban-Blend | run/Prototype Row B/datapoint_59c9432b53ff6b03c86201c6 | Duluth International Arpt | 15299900 | 256242 | 59.7087 | 505.25 | 506.5 | 18.5 | 63.25 | 7811570 | 7488300 | 0 | 0 | 0 | 757.503 | 3049140 | 378719 | 3435990 | 0 | 469748 | 0 | 6381430 | 597457 | 690817 | 239940 | 56641.6 | 0 | 0 | 0 |  | 893614 | 110992 | 820267 | 0 | 0 | 0 | 0 | 175097 | 202458 | 70319.4 | 16600 | 0 | 0 | 0 | 0 | 0 | 6372.46 | 0 | 4698.38 | 0 | 63826.6 | 0 | 0 | 0 | 0 | 0 | 0 | 0 | 3049140 | 2678550 | 191136 | 3286940 | 162390 | 5119.05 | 13796 | 689846 | 1131070 | 868170 | 860452 | 387951 | 1886641 | 1294600 | 1437060 | 2143110
SecondarySchool | 4d - Prototype-Prototype-Blend | run/Prototype Row B/datapoint_59c991be45b421004abe3aa7 | Duluth International Arpt | 20540400 | 210887 | 97.4 | 931.5 | 243.25 | 42.75 | 11.5 | 9623910 | 10916400 | 0 | 0 | 0 | 955.431 | 3189060 | 551156 | 2838730 | 0 | 501869 | 0 | 9890470 | 964963 | 1656680 | 214984 | 71986.7 | 0 | 660439 | 0 |  | 934622 | 161528 | 677931 | 0 | 419.444 | 0 | 0 | 282803 | 485525 | 63005.6 | 21097.2 | 0 | 193556 | 0 | 0 | 0 | 5256.38 | 0 | 5005.35 | 0 | 98923.8 | 0 | 0 | 0 | 0 | 0 | 0 | 0 | 3189070 | 2204950 | 157660 | 2848600 | 263542 | 10906.5 | 457259 | 693045 | 1975660 | 1137880 | 1387410 | 4139690 | 995127 | 1200110 | 2084460 | 2611280
| bonus - 0 ot 2 error as single step | [15 empty] | 0 | 342162 | 4020 | 0 | 81209 | 78024.3 | 5562120 | 212530 | 217370 | 210520.2 | 77872.7 | 0 | 143309 | 0 | 36.7% | [28 empty] | 0 | 200 | 0 | 37570 | 52454 | 6869.87 | 20521 | 2439 | 17030 | 12430 | 415915 | 3318270 | 110873 | 3480 | 14570 | 21200
SecondarySchool | 0 - Prototype¦1 - Prototype-NewHvac |  | Duluth International Arpt | 5162800 | 0 | 24.4822 | 204.5 | 660 | 90.75 | 116.25 | 327490 | 4835350 | 0 | 0 | 0 | 46.19 | 0% | 0% | 0% | 0% | 0.006028% | 0.4133% | 25.62% | 1.084% | 1.208% | 1.102% | 0.4114% | 0% | 0.7579% | 0% | 30.6% | 0 | 0 | 0 | 0 | 0 | 22866.7 | 2.7778 | 59984 | 66825 | 60988.9 | 22763.9 | 0 | 41933.3 | 0 | 0 | 0 | 0 | 0 | 11.38 | 0 | 48374.3 | 0 | 0 | 0 | 0 | 0 | 0 | 0 | 0 | 0 | 0 | 24280 | 60107 | 1746.45 | 14992 | 1872 | 14450 | 11330 | 7200 | 2628300 | 84653 | 2610 | 10760 | 17870
SecondarySchool | 1 - Prototype-NewHvac¦2 - Prototype-NewHvacLoadsConstSch |  | Duluth International Arpt | 1013100 | 0 | 4.803 | 38.25 | 16.25 | 29.5 | 17 | 367540 | 645500 | 0 | 0 | 0 | 12.82 | 0% | 1.423% | 0.01672% | 0% | 0.333% | 0% | 3.018% | 0.03269% | 0.0443% | 0.01005% | 0.0008281% | 0% | 0.0009442% | 0% | 4.88% | 0 | 100278 | 1178 | 0 | 0 | 0 | 0 | 2303 | 3122 | 708.4 | 58.3 | 0 | 67 | 0 | 0 | 0 | 0 | 0 | 800.87 | 0 | 7257 | 0 | 0 | 0 | 0 | 0 | 0 | 0 | 0 | 200 | 0 | 13290 | 7653 | 5123.42 | 5529 | 567 | 2580 | 1100 | 423115 | 689970 | 26220 | 870 | 3810 | 3330
SecondarySchool | 2 - Prototype-NewHvacLoadsConstSch¦3b - Typical-Bar-Sliced |  | Duluth International Arpt | 4209400 | 0 | 19.961 | 520.5 | 7 | 69.75 | 1.5 | 249630 | 3959900 | 0 | 0 | 0 | 26.18 | 3.9912e-07 | 0.05255% | 0.005149% | 0% | 0.1238% | 0% | 15.93% | 0.09068% | 1.393% | 0.009643% | 0.01759% | 0% | 0.2393% | 0% | 17.86% | 3 | 3859 | 31 | 0 | 419.444 | 0 | 19.4444 | 6659 | 102272 | 708.3 | 1291.6 | 0 | 17575 | 0 | 0 | 0 | 11.85 | 0 | 295.97 | 0 | 39914 | 0 | 0 | 0 | 0 | 0 | 0 | 0 | 20 | 20 | 355 | 34560 | 106374 | 2962.92 | 64420 | 90028 | 545190 | 417075 | 185890 | 69330 | 44590 | 134710 | 582950 | 581850
SecondarySchool | 2 - Prototype-NewHvacLoadsConstSch¦4b - Typical-Bar-Blend |  | Duluth International Arpt | 4191700 | 0 | 19.8763 | 241.5 | 1531 | 112 | 108.25 | 113440 | 4305100 | 0 | 0 | 0 | 143.473 | 3.9912e-07 | 0.05255% | 0.005149% | 0% | 0.1239% | 0% | 17.06% | 0.5249% | 0.3176% | 0.1692% | 0.02024% | 0% | 0.9082% | 0% | 19.18% | 3 | 3859 | 31 | 0 | 419.444 | 0 | 2.7778 | 38542 | 23320 | 12422.3 | 1486.1 | 0 | 66691 | 0 | 0 | 0 | 11.85 | 0 | 296.06 | 0 | 42751 | 0 | 0 | 0 | 0 | 0 | 0 | 0 | 20 | 20 | 355 | 31410 | 198735 | 996.1 | 146329 | 90566 | 545200 | 413428 | 40870 | 1723510 | 37550 | 127050 | 554970 | 575033
SecondarySchool | 2 - Prototype-NewHvacLoadsConstSch¦4c - Typical-Urban-Blend |  | Duluth International Arpt | 9755200 | 45355 | 59.0993 | 773 | 1301.25 | 126.5 | 61.25 | 1923060 | 7832100 | 0 | 0 | 0 | 341.077 | 0.5584% | 0.6882% | 2.384% | 0% | 0.1282% | 0% | 31.58% | 2.046% | 4.269% | 0.07521% | 0.08474% | 0% | 1.886% | 0% | 43.7% | 41008 | 50536 | 142336 | 0 | 419.444 | 0 | 2.7778 | 150259 | 313439 | 5522.3 | 6222.2 | 0 | 138517 | 0 | 0 | 0 | 1116.08 | 0 | 306.87 | 0 | 79145.4 | 0 | 0 | 0 | 0 | 0 | 0 | 0 | 139930 | 473600 | 33476 | 461400 | 166627 | 6895.25 | 432991 | 3411 | 846310 | 274510 | 426418 | 5388139 | 840761 | 93050 | 647620 | 472330
SecondarySchool | 2 - Prototype-NewHvacLoadsConstSch¦4d - Prototype-Prototype-Blend |  | Duluth International Arpt | 4514700 | 0 | 21.408 | 346.75 | 1564.5 | 102.25 | 113 | 110720 | 4404000 | 0 | 0 | 0 | 143.149 | 0% | 0% | 0% | 0% | 3.5921e-07 | 0% | 17.58% | 0.5795% | 0.4136% | 0.1748% | 0.02349% | 0% | 0.7496% | 0% | 19.52% | 0 | 0 | 0 | 0 | 0 | 0 | 2.7778 | 42553 | 30372 | 12836.1 | 1725 | 0 | 55039 | 0 | 0 | 0 | 0 | 0 | 0.1 | 0 | 44048.2 | 0 | 0 | 0 | 0 | 0 | 0 | 0 | 0 | 0 | 0 | 23060 | 65475 | 1107.8 | 10472 | 212 | 1720 | 4800 | 100540 | 1636400 | 50753 | 1440 | 220 | 4160
PrimarySchool | 0 - Prototype | run/Prototype Row B/datapoint_59c942e553ff6b03c8620175 | Duluth International Arpt | 7813150 | 73958.8 | 105.642 | 1350.75 | 345.75 | 71.25 | 182.5 | 3446530 | 4366610 | 0 | 0 | 0 | 392.461 | 1151540 | 80374.9 | 1591590 | 0 | 142495 | 40765.6 | 3877630 | 268555 | 621759 | 9288.61 | 0 | 0 | 29145.4 | 0 |  | 337483 | 23555.6 | 364308 | 0 | 594.444 | 11947.2 | 0 | 78705.6 | 182219 | 2722.22 | 0 | 0 | 8541.67 | 0 | 0 | 0 | 3485.89 | 0 | 1404.94 | 0 | 38783.8 | 0 | 0 | 0 | 0 | 0 | 0 | 0 | 1151540 | 1220250 | 104557 | 723719 | 116292 | 1020.83 | 335960 | 302056 | 739741 | 616907 | 303338 | 1313010 | 643048 | 515401 | 776215 | 1530688
PrimarySchool | 1 - Prototype-NewHvac | run/Prototype Row B/datapoint_59c942ed53ff6b03c8620185 | Duluth International Arpt | 7145740 | 73958.8 | 96.6179 | 2185.25 | 1602.25 | 1.75 | 18.25 | 3168550 | 3977190 | 0 | 0 | 0 | 371.497 | 1151540 | 80374.9 | 1591590 | 0 | 142476 | 0 | 3494010 | 187535 | 468364 | 85.3035 | 0 | 0 | 29752 | 0 |  | 337483 | 23555.6 | 364308 | 0 | 594.444 | 0 | 1697.22 | 54961.1 | 137264 | 25 | 0 | 0 | 8719.44 | 0 | 0 | 0 | 3485.89 | 0 | 1404.75 | 0 | 34889 | 0 | 0 | 0 | 0 | 0 | 0 | 0 | 1151540 | 1220250 | 104557 | 721269 | 95923.3 | 535.218 | 324856 | 300103 | 729428 | 609956 | 308779 | 1483240 | 768926 | 518518 | 786702 | 1543750
PrimarySchool | 2 - Prototype-NewHvacLoadsConstSch | run/Prototype Row B/datapoint_59c942f553ff6b03c8620195 | Duluth International Arpt | 7474220 | 73958.8 | 101.059 | 2238.75 | 1539.25 | 1.75 | 17.75 | 3259290 | 4214930 | 0 | 0 | 0 | 372.428 | 1151540 | 177905 | 1591590 | 0 | 191431 | 0 | 3682870 | 185241 | 463701 | 28.4345 | 0 | 0 | 29913.1 | 0 |  | 337483 | 52138.9 | 364308 | 0 | 594.444 | 0 | 1716.67 | 54288.9 | 135897 | 8.3333 | 0 | 0 | 8766.67 | 0 | 0 | 0 | 3485.89 | 0 | 1894.39 | 0 | 36777.2 | 0 | 0 | 0 | 0 | 0 | 0 | 0 | 1151540 | 1220250 | 104557 | 723050 | 93430 | 1349.78 | 325931 | 300235 | 729965 | 610276 | 459592 | 1654510 | 763754 | 518382 | 786089 | 1543140
PrimarySchool | 3b - Typical-Bar-Sliced | run/Prototype Row B/datapoint_59c9430753ff6b03c86201a5 | Duluth International Arpt | 7573390 | 73989 | 102.358 | 3016.25 | 1416.25 | 0.25 | 53 | 3527960 | 4045430 | 0 | 0 | 0 | 382.483 | 1151990 | 177602 | 1591180 | 0 | 164162 | 0 | 3541210 | 217979 | 683812 | 28.4345 | 0 | 0 | 45419.4 | 0 |  | 337614 | 52050 | 364356 | 0 | 0 | 0 | 2313.89 | 63883.3 | 200406 | 8.3333 | 0 | 0 | 13311.1 | 0 | 0 | 0 | 3480.11 | 0 | 1641.94 | 0 | 35339.9 | 0 | 0 | 0 | 0 | 0 | 0 | 0 | 1151990 | 1220440 | 104383 | 708550 | 90399.7 | 1331.63 | 474401 | 269478 | 677869 | 554339 | 439272 | 1578120 | 903931 | 483000 | 722401 | 1485350
PrimarySchool | 4b - Typical-Bar-Blend | run/Prototype Row B/datapoint_59c9431053ff6b03c86201b5 | Duluth International Arpt | 7280930 | 73989 | 98.4056 | 1440.5 | 397.25 | 5 | 102.25 | 3569480 | 3711450 | 0 | 0 | 0 | 362.618 | 1151990 | 177602 | 1591180 | 0 | 164152 | 0 | 3202400 | 194464 | 716559 | 28.4345 | 0 | 0 | 82573.8 | 0 |  | 337614 | 52050 | 364356 | 0 | 0 | 0 | 891.667 | 56991.7 | 210003 | 8.3333 | 0 | 0 | 24200 | 0 | 0 | 0 | 3480.11 | 0 | 1641.84 | 0 | 31999.7 | 0 | 0 | 0 | 0 | 0 | 0 | 0 | 1151990 | 1220440 | 104383 | 714435 | 96115.1 | 1342.62 | 502846 | 268016 | 674247 | 552409 | 449894 | 1663800 | 891912 | 483188 | 722959 | 1477300
PrimarySchool | 4c - Typical-Urban-Blend | run/Prototype Row B/datapoint_59c9432b53ff6b03c86201c7 | Duluth International Arpt | 4868160 | 73963.6 | 65.8183 | 394.5 | 158 | 0 | 64 | 2833580 | 2034580 | 0 | 0 | 0 | 253.405 | 945599 | 133320 | 1590620 | 0 | 161347 | 0 | 1525410 | 147509 | 364312 | 28.4345 | 0 | 0 | 0 | 0 |  | 277128 | 39072.2 | 364228 | 0 | 0 | 0 | 0 | 43230.6 | 106769 | 8.3333 | 0 | 0 | 0 | 0 | 0 | 0 | 3478.88 | 0 | 1613.78 | 0 | 15257 | 0 | 0 | 0 | 0 | 0 | 0 | 0 | 945603 | 1220020 | 104348 | 715263 | 68869.7 | 736.946 | 423255 | 294324 | 469374 | 549192 | 253454 | 269365 | 902641 | 535585 | 554547 | 1268140
PrimarySchool | 4d - Prototype-Prototype-Blend | run/Prototype Row B/datapoint_59c991be45b421004abe3aa8 | Duluth International Arpt | 7901190 | 73958.8 | 106.832 | 1253.5 | 428.75 | 5.75 | 109.5 | 3179130 | 4722060 | 0 | 0 | 0 | 363.594 | 1151540 | 177905 | 1591590 | 0 | 191421 | 0 | 4187440 | 178180 | 423077 | 28.4345 | 0 | 0 | 0 | 0 |  | 337483 | 52138.9 | 364308 | 0 | 594.444 | 0 | 963.889 | 52219.4 | 123992 | 8.3333 | 0 | 0 | 0 | 0 | 0 | 0 | 3485.89 | 0 | 1894.29 | 0 | 41849.6 | 0 | 0 | 0 | 0 | 0 | 0 | 0 | 1151540 | 1220250 | 104557 | 725478 | 106588 | 1351.39 | 329522 | 300691 | 730691 | 609152 | 460184 | 1796610 | 753963 | 516754 | 783040 | 1541890
| bonus - 0 ot 2 error as single step | [15 empty] | 0 | 97530.1 | 0 | 0 | 48936 | 40765.6 | 194760 | 83314 | 158058 | 9260.1755 | 0 | 0 | 767.7 | 0 | 8.107% | [28 empty] | 0 | 0 | 0 | 669 | 22862 | 328.95 | 10029 | 1821 | 9776 | 6631 | 156254 | 341500 | 120706 | 2981 | 9874 | 12452
PrimarySchool | 0 - Prototype¦1 - Prototype-NewHvac |  | Duluth International Arpt | 667410 | 0 | 9.0241 | 834.5 | 1256.5 | 69.5 | 164.25 | 277980 | 389420 | 0 | 0 | 0 | 20.964 | 0% | 0% | 0% | 0% | 0.0002432% | 0.5218% | 4.91% | 1.037% | 1.963% | 0.1178% | 0% | 0% | 0.007764% | 0% | 8.558% | 0 | 0 | 0 | 0 | 0 | 11947.2 | 1697.22 | 23744.5 | 44955 | 2697.22 | 0 | 0 | 177.77 | 0 | 0 | 0 | 0 | 0 | 0.19 | 0 | 3894.8 | 0 | 0 | 0 | 0 | 0 | 0 | 0 | 0 | 0 | 0 | 2450 | 20368.7 | 485.612 | 11104 | 1953 | 10313 | 6951 | 5441 | 170230 | 125878 | 3117 | 10487 | 13062
PrimarySchool | 1 - Prototype-NewHvac¦2 - Prototype-NewHvacLoadsConstSch |  | Duluth International Arpt | 328480 | 0 | 4.4411 | 53.5 | 63 | 0 | 0.5 | 90740 | 237740 | 0 | 0 | 0 | 0.931 | 0% | 1.365% | 0% | 0% | 0.6851% | 0% | 2.643% | 0.0321% | 0.06526% | 0.0007958% | 0% | 0% | 0.002254% | 0% | 4.793% | 0 | 28583.3 | 0 | 0 | 0 | 0 | 19.45 | 672.2 | 1367 | 16.6667 | 0 | 0 | 47.23 | 0 | 0 | 0 | 0 | 0 | 489.64 | 0 | 1888.2 | 0 | 0 | 0 | 0 | 0 | 0 | 0 | 0 | 0 | 0 | 1781 | 2493.3 | 814.562 | 1075 | 132 | 537 | 320 | 150813 | 171270 | 5172 | 136 | 613 | 610
PrimarySchool | 2 - Prototype-NewHvacLoadsConstSch¦3b - Typical-Bar-Sliced |  | Duluth International Arpt | 99170 | 30.2 | 1.299 | 777.5 | 123 | 1.5 | 35.25 | 268670 | 169500 | 0 | 0 | 0 | 10.055 | 0.006021% | 0.004054% | 0.005486% | 0% | 0.3648% | 0% | 1.895% | 0.438% | 2.945% | 0% | 0% | 0% | 0.2075% | 0% | 5.866% | 131 | 88.9 | 48 | 0 | 594.444 | 0 | 597.22 | 9594.4 | 64509 | 0 | 0 | 0 | 4544.43 | 0 | 0 | 0 | 5.78 | 0 | 252.45 | 0 | 1437.3 | 0 | 0 | 0 | 0 | 0 | 0 | 0 | 450 | 190 | 174 | 14500 | 3030.3 | 18.15 | 148470 | 30757 | 52096 | 55937 | 20320 | 76390 | 140177 | 35382 | 63688 | 57790
PrimarySchool | 2 - Prototype-NewHvacLoadsConstSch¦4b - Typical-Bar-Blend |  | Duluth International Arpt | 193290 | 30.2 | 2.6534 | 798.25 | 1142 | 3.25 | 84.5 | 310190 | 503480 | 0 | 0 | 0 | 9.81 | 0.006021% | 0.004054% | 0.005486% | 0% | 0.365% | 0% | 6.428% | 0.1234% | 3.383% | 0% | 0% | 0% | 0.7046% | 0% | 11.02% | 131 | 88.9 | 48 | 0 | 594.444 | 0 | 825.003 | 2702.8 | 74106 | 0 | 0 | 0 | 15433.33 | 0 | 0 | 0 | 5.78 | 0 | 252.55 | 0 | 4777.5 | 0 | 0 | 0 | 0 | 0 | 0 | 0 | 450 | 190 | 174 | 8615 | 2685.1 | 7.16 | 176915 | 32219 | 55718 | 57867 | 9698 | 9290 | 128158 | 35194 | 63130 | 65840
PrimarySchool | 2 - Prototype-NewHvacLoadsConstSch¦4c - Typical-Urban-Blend |  | Duluth International Arpt | 2606060 | 4.8 | 35.2407 | 1844.25 | 1381.25 | 1.75 | 46.25 | 425710 | 2180350 | 0 | 0 | 0 | 119.023 | 2.755% | 0.5965% | 0.01298% | 0% | 0.4025% | 0% | 28.87% | 0.5048% | 1.33% | 0% | 0% | 0% | 0.4002% | 0% | 34.87% | 60355 | 13066.7 | 80 | 0 | 594.444 | 0 | 1716.67 | 11058.3 | 29128 | 0 | 0 | 0 | 8766.67 | 0 | 0 | 0 | 7.01 | 0 | 280.61 | 0 | 21520.2 | 0 | 0 | 0 | 0 | 0 | 0 | 0 | 205937 | 230 | 209 | 7787 | 24560.3 | 612.834 | 97324 | 5911 | 260591 | 61084 | 206138 | 1385145 | 138887 | 17203 | 231542 | 275000
PrimarySchool | 2 - Prototype-NewHvacLoadsConstSch¦4d - Prototype-Prototype-Blend |  | Duluth International Arpt | 426970 | 0 | 5.773 | 985.25 | 1110.5 | 4 | 91.75 | 80160 | 507130 | 0 | 0 | 0 | 8.834 | 0% | 0% | 0% | 0% | 0.0001338% | 0% | 6.751% | 0.09447% | 0.5435% | 0% | 0% | 0% | 0.4002% | 0% | 7.789% | 0 | 0 | 0 | 0 | 0 | 0 | 752.781 | 2069.5 | 11905 | 0 | 0 | 0 | 8766.67 | 0 | 0 | 0 | 0 | 0 | 0.1 | 0 | 5072.4 | 0 | 0 | 0 | 0 | 0 | 0 | 0 | 0 | 0 | 0 | 2428 | 13158 | 1.61 | 3591 | 456 | 726 | 1124 | 592 | 142100 | 9791 | 1628 | 3049 | 1250
FullServiceRestaurant | 0 - Prototype | run/Prototype Row B/datapoint_59c942e553ff6b03c8620176 | Duluth International Arpt | 3784900 | 5501.97 | 687.917 | 45 | 62 | 0 | 0 | 1092310 | 2692600 | 0 | 0 | 0 | 78.7772 | 176995 | 54935.5 | 881915 | 0 | 303368 | 31401.2 | 1946000 | 19288.1 | 370748 | 246.432 | 0 | 0 | 0 | 0 |  | 51872.2 | 16100 | 127972 | 0 | 594.444 | 9202.78 | 0 | 5652.78 | 108656 | 72.2222 | 0 | 0 | 0 | 0 | 0 | 0 | 4453.42 | 0 | 3013.98 | 0 | 19463.8 | 0 | 0 | 0 | 0 | 0 | 0 | 0 | 176999 | 381251 | 133576 | 231787 | 12540 | 785.165 | 1325.6 | 42093 | 52882.2 | 52468.1 | 282961 | 800209 | 75381.5 | 75621.4 | 44054.1 | 78448.8
FullServiceRestaurant | 1 - Prototype-NewHvac | run/Prototype Row B/datapoint_59c942ed53ff6b03c8620186 | Duluth International Arpt | 3611400 | 5501.97 | 656.383 | 192 | 163.5 | 123.25 | 52.25 | 1162310 | 2449090 | 0 | 0 | 0 | 85.1544 | 176995 | 54935.5 | 881915 | 0 | 303368 | 0 | 1702510 | 27126.5 | 462506 | 246.432 | 0 | 0 | 1791.37 | 0 |  | 51872.2 | 16100 | 127972 | 0 | 594.444 | 0 | 0 | 7950 | 135547 | 72.2222 | 0 | 0 | 525 | 0 | 0 | 0 | 4453.42 | 0 | 3013.98 | 0 | 17028.4 | 0 | 0 | 0 | 0 | 0 | 0 | 0 | 176999 | 381251 | 133576 | 230619 | 21319.4 | 781.224 | 632.5 | 41893.6 | 52575.2 | 52217.6 | 286216 | 725741 | 87333.4 | 76340.5 | 44864 | 78851.5
FullServiceRestaurant | 2 - Prototype-NewHvacLoadsConstSch | run/Prototype Row B/datapoint_59c942f553ff6b03c8620196 | Duluth International Arpt | 2164090 | 5501.97 | 393.331 | 119 | 273.5 | 61.5 | 66.75 | 880484 | 1283610 | 0 | 0 | 0 | 64.5805 | 176995 | 58423.4 | 841036 | 0 | 319168 | 0 | 521224 | 24719.1 | 177280 | 0 | 0 | 0 | 45258.3 | 0 |  | 51872.2 | 17122.2 | 115992 | 0 | 594.444 | 0 | 0 | 7244.44 | 51955.6 | 0 | 0 | 0 | 13263.9 | 0 | 0 | 0 | 4453.42 | 0 | 3172.01 | 0 | 5213.24 | 0 | 0 | 0 | 0 | 0 | 0 | 0 | 176999 | 340373 | 133576 | 227025 | 12130.5 | 138.369 | 64.2 | 41085.1 | 51884.3 | 49398.3 | 49619.7 | 61849.5 | 123690 | 78375.4 | 46679.6 | 86795
FullServiceRestaurant | 3b - Typical-Bar-Sliced | run/Prototype Row B/datapoint_59c9430753ff6b03c86201a6 | Duluth International Arpt | 2824020 | 5500.04 | 513.455 | 362.5 | 96 | 128 | 86.75 | 844552 | 1979460 | 0 | 0 | 0 | 70.6752 | 176929 | 58404.5 | 840903 | 0 | 293918 | 0 | 1240420 | 44774.9 | 168674 | 0 | 0 | 0 | 0 | 0 |  | 51852.8 | 17116.7 | 115967 | 0 | 0 | 0 | 22.2222 | 13122.2 | 49433.3 | 0 | 0 | 0 | 0 | 0 | 0 | 0 | 4452.95 | 0 | 2939.75 | 0 | 12405.8 | 0 | 0 | 0 | 0 | 0 | 0 | 0 | 176928 | 340296 | 133563 | 229775 | 17055.4 | 138.537 | 6488.9 | 40306.8 | 43068 | 40707.8 | 47588.4 | 233944 | 150163 | 77097.9 | 46772.1 | 78175.4
FullServiceRestaurant | 4b - Typical-Bar-Blend | run/Prototype Row B/datapoint_59c9431053ff6b03c86201b6 | Duluth International Arpt | 2748080 | 5500.04 | 499.648 | 329 | 140.75 | 121.25 | 110.25 | 843055 | 1905030 | 0 | 0 | 0 | 69.6527 | 176929 | 58404.5 | 840903 | 0 | 293909 | 0 | 1166000 | 43049.9 | 168892 | 0 | 0 | 0 | 0 | 0 |  | 51852.8 | 17116.7 | 115967 | 0 | 0 | 0 | 25 | 12616.7 | 49497.2 | 0 | 0 | 0 | 0 | 0 | 0 | 0 | 4452.95 | 0 | 2939.65 | 0 | 11661.3 | 0 | 0 | 0 | 0 | 0 | 0 | 0 | 176928 | 340296 | 133563 | 228142 | 18741.8 | 178.08 | 4700.4 | 40447.1 | 43363.2 | 40618.2 | 47769.2 | 201855 | 151715 | 77032.7 | 47459.1 | 78283.6
FullServiceRestaurant | 4c - Typical-Urban-Blend | run/Prototype Row B/datapoint_59c9432b53ff6b03c86201c8 | Duluth International Arpt | 1908490 | 5502.3 | 346.853 | 270.5 | 63.5 | 72.5 | 57.75 | 714038 | 1194450 | 0 | 0 | 0 | 53.6819 | 70365.9 | 35571.6 | 841254 | 0 | 293131 | 0 | 456071 | 60376 | 151717 | 0 | 0 | 0 | 0 | 0 |  | 20622.2 | 10425 | 116017 | 0 | 0 | 0 | 41.6667 | 17694.4 | 44463.9 | 0 | 0 | 0 | 0 | 0 | 0 | 0 | 4454.75 | 0 | 2931.88 | 0 | 4560.16 | 0 | 0 | 0 | 0 | 0 | 0 | 0 | 70367.3 | 340437 | 133618 | 222794 | 10292.4 | 99.2585 | 9191.9 | 34203.4 | 59905.4 | 40346.6 | 26867.1 | 120527 | 156747 | 65878 | 63265.7 | 77674.7
FullServiceRestaurant | 4d - Prototype-Prototype-Blend | run/Prototype Row B/datapoint_59c991be45b421004abe3aa9 | Duluth International Arpt | 2620270 | 5501.97 | 476.242 | 71.5 | 261.25 | 35.25 | 71 | 920075 | 1700190 | 0 | 0 | 0 | 74.5763 | 176995 | 58423.4 | 841036 | 0 | 319168 | 0 | 937808 | 45580.5 | 241267 | 0 | 0 | 0 | 0 | 0 |  | 51872.2 | 17122.2 | 115992 | 0 | 594.444 | 0 | 0 | 13358.3 | 70708.3 | 0 | 0 | 0 | 0 | 0 | 0 | 0 | 4453.42 | 0 | 3172.01 | 0 | 9379.89 | 0 | 0 | 0 | 0 | 0 | 0 | 0 | 176999 | 340373 | 133576 | 226644 | 20966.1 | 178.009 | 64.6 | 41445.3 | 51832.5 | 49494.9 | 49168.4 | 59625.6 | 120526 | 77807.2 | 47043.9 | 86737.6
| bonus - 0 ot 2 error as single step | [15 empty] | 0 | 3487.9 | 40879 | 0 | 15800 | 31401.2 | 1424776 | 5431 | 193468 | 246.432 | 0 | 0 | 45258.3 | 0 | 46.52% | [28 empty] | 0 | 40878 | 0 | 4762 | 409.5 | 646.796 | 1261.4 | 1007.9 | 997.9 | 3069.8 | 233341.3 | 738359.5 | 48308.5 | 2754 | 2625.5 | 8346.2
FullServiceRestaurant | 0 - Prototype¦1 - Prototype-NewHvac |  | Duluth International Arpt | 173500 | 0 | 31.534 | 147 | 101.5 | 123.25 | 52.25 | 70000 | 243510 | 0 | 0 | 0 | 6.3772 | 0% | 0% | 0% | 0% | 0% | 0.8296% | 6.433% | 0.2071% | 2.424% | 0% | 0% | 0% | 0.04733% | 0% | 9.942% | 0 | 0 | 0 | 0 | 0 | 9202.78 | 0 | 2297.22 | 26891 | 0 | 0 | 0 | 525 | 0 | 0 | 0 | 0 | 0 | 0 | 0 | 2435.4 | 0 | 0 | 0 | 0 | 0 | 0 | 0 | 0 | 0 | 0 | 1168 | 8779.4 | 3.941 | 693.1 | 199.4 | 307 | 250.5 | 3255 | 74468 | 11951.9 | 719.1 | 809.9 | 402.7
FullServiceRestaurant | 1 - Prototype-NewHvac¦2 - Prototype-NewHvacLoadsConstSch |  | Duluth International Arpt | 1447310 | 0 | 263.052 | 73 | 110 | 61.75 | 14.5 | 281826 | 1165480 | 0 | 0 | 0 | 20.5739 | 0% | 0.09658% | 1.132% | 0% | 0.4375% | 0% | 32.71% | 0.06666% | 7.898% | 0.006824% | 0% | 0% | 1.204% | 0% | 43.55% | 0 | 1022.2 | 11980 | 0 | 0 | 0 | 0 | 705.56 | 83591.4 | 72.2222 | 0 | 0 | 12738.9 | 0 | 0 | 0 | 0 | 0 | 158.03 | 0 | 11815.16 | 0 | 0 | 0 | 0 | 0 | 0 | 0 | 0 | 40878 | 0 | 3594 | 9188.9 | 642.855 | 568.3 | 808.5 | 690.9 | 2819.3 | 236596.3 | 663891.5 | 36356.6 | 2034.9 | 1815.6 | 7943.5
FullServiceRestaurant | 2 - Prototype-NewHvacLoadsConstSch¦3b - Typical-Bar-Sliced |  | Duluth International Arpt | 659930 | 1.93 | 120.124 | 243.5 | 177.5 | 66.5 | 20 | 35932 | 695850 | 0 | 0 | 0 | 6.0947 | 0.00305% | 0.0008733% | 0.006146% | 0% | 1.167% | 0% | 33.23% | 0.9268% | 0.3977% | 0% | 0% | 0% | 2.091% | 0% | 37.83% | 19.4 | 5.5 | 25 | 0 | 594.444 | 0 | 22.2222 | 5877.76 | 2522.3 | 0 | 0 | 0 | 13263.9 | 0 | 0 | 0 | 0.47 | 0 | 232.26 | 0 | 7192.56 | 0 | 0 | 0 | 0 | 0 | 0 | 0 | 71 | 77 | 13 | 2750 | 4924.9 | 0.168 | 6424.7 | 778.3 | 8816.3 | 8690.5 | 2031.3 | 172094.5 | 26473 | 1277.5 | 92.5 | 8619.6
FullServiceRestaurant | 2 - Prototype-NewHvacLoadsConstSch¦4b - Typical-Bar-Blend |  | Duluth International Arpt | 583990 | 1.93 | 106.317 | 210 | 132.75 | 59.75 | 43.5 | 37429 | 621420 | 0 | 0 | 0 | 5.0722 | 0.00305% | 0.0008733% | 0.006146% | 0% | 1.167% | 0% | 29.79% | 0.847% | 0.3876% | 0% | 0% | 0% | 2.091% | 0% | 34.3% | 19.4 | 5.5 | 25 | 0 | 594.444 | 0 | 25 | 5372.26 | 2458.4 | 0 | 0 | 0 | 13263.9 | 0 | 0 | 0 | 0.47 | 0 | 232.36 | 0 | 6448.06 | 0 | 0 | 0 | 0 | 0 | 0 | 0 | 71 | 77 | 13 | 1117 | 6611.3 | 39.711 | 4636.2 | 638 | 8521.1 | 8780.1 | 1850.5 | 140005.5 | 28025 | 1342.7 | 779.5 | 8511.4
FullServiceRestaurant | 2 - Prototype-NewHvacLoadsConstSch¦4c - Typical-Urban-Blend |  | Duluth International Arpt | 255600 | 0.33 | 46.478 | 151.5 | 210 | 11 | 9 | 166446 | 89160 | 0 | 0 | 0 | 10.8986 | 4.927% | 1.056% | 0.01007% | 0% | 1.203% | 0% | 3.011% | 1.648% | 1.181% | 0% | 0% | 0% | 2.091% | 0% | 15.13% | 31250 | 6697.2 | 25 | 0 | 594.444 | 0 | 41.6667 | 10449.96 | 7491.7 | 0 | 0 | 0 | 13263.9 | 0 | 0 | 0 | 1.33 | 0 | 240.13 | 0 | 653.08 | 0 | 0 | 0 | 0 | 0 | 0 | 0 | 106631.7 | 64 | 42 | 4231 | 1838.1 | 39.1105 | 9127.7 | 6881.7 | 8021.1 | 9051.7 | 22752.6 | 58677.5 | 33057 | 12497.4 | 16586.1 | 9120.3
FullServiceRestaurant | 2 - Prototype-NewHvacLoadsConstSch¦4d - Prototype-Prototype-Blend |  | Duluth International Arpt | 456180 | 0 | 82.911 | 47.5 | 12.25 | 26.25 | 4.25 | 39591 | 416580 | 0 | 0 | 0 | 9.9958 | 0% | 0% | 0% | 0% | 0% | 0% | 19.25% | 0.964% | 2.957% | 0% | 0% | 0% | 2.091% | 0% | 25.26% | 0 | 0 | 0 | 0 | 0 | 0 | 0 | 6113.86 | 18752.7 | 0 | 0 | 0 | 13263.9 | 0 | 0 | 0 | 0 | 0 | 0 | 0 | 4166.65 | 0 | 0 | 0 | 0 | 0 | 0 | 0 | 0 | 0 | 0 | 381 | 8835.6 | 39.64 | 0.4 | 360.2 | 51.8 | 96.6 | 451.3 | 2223.9 | 3164 | 568.2 | 364.3 | 57.4
QuickServiceRestaurant | 0 - Prototype | run/Prototype Row B/datapoint_59c942e553ff6b03c862017c | Duluth International Arpt | 1894420 | 2500.89 | 757.5 | 247.25 | 51.25 | 0 | 0 | 548786 | 1345630 | 0 | 0 | 0 | 39.5429 | 71579.1 | 25913.3 | 714692 | 0 | 79882 | 32443.8 | 813492 | 7658.36 | 148750 | 0 | 0 | 0 | 0 | 0 |  | 20977.8 | 7594.44 | 76911.1 | 0 | 0 | 9508.33 | 0 | 2244.44 | 43594.4 | 0 | 0 | 0 | 0 | 0 | 0 | 0 | 4523.48 | 0 | 798.974 | 0 | 8136.49 | 0 | 0 | 0 | 0 | 0 | 0 | 0 | 71580.5 | 215990 | 135679 | 76071.8 | 99939.3 | 1062.35 | 965.2 | 27636.7 | 29834 | 22940.8 | 260086 | 348590 | 34563.6 | 59783.8 | 24082.4 | 35745.5
QuickServiceRestaurant | 1 - Prototype-NewHvac | run/Prototype Row B/datapoint_59c942ed53ff6b03c862018c | Duluth International Arpt | 1844100 | 2500.89 | 737.379 | 378.5 | 182.5 | 149.5 | 42.25 | 551554 | 1292550 | 0 | 0 | 0 | 41.8372 | 71579.1 | 25913.3 | 714692 | 0 | 79882 | 0 | 760415 | 12179.4 | 179441 | 0 | 0 | 0 | 0 | 0 |  | 20977.8 | 7594.44 | 76911.1 | 0 | 0 | 0 | 2.7778 | 3569.44 | 52588.9 | 0 | 0 | 0 | 0 | 0 | 0 | 0 | 4523.48 | 0 | 798.974 | 0 | 7605.52 | 0 | 0 | 0 | 0 | 0 | 0 | 0 | 71580.5 | 215990 | 135679 | 75343.4 | 7203.7 | 1061.73 | 422.5 | 27276.3 | 29646.1 | 22742.7 | 263093 | 365984 | 43864.7 | 60885.7 | 24586.3 | 36099.2
QuickServiceRestaurant | 2 - Prototype-NewHvacLoadsConstSch | run/Prototype Row B/datapoint_59c942f553ff6b03c862019c | Duluth International Arpt | 1329200 | 2500.89 | 531.491 | 303 | 251 | 102 | 56.75 | 425778 | 903421 | 0 | 0 | 0 | 31.9515 | 71579.1 | 33856 | 673813 | 0 | 85303.5 | 0 | 365857 | 14188.8 | 84592.7 | 0 | 0 | 0 | 0 | 0 |  | 20977.8 | 9922.22 | 64930.6 | 0 | 0 | 0 | 0 | 4158.33 | 24791.7 | 0 | 0 | 0 | 0 | 0 | 0 | 0 | 4523.48 | 0 | 853.2 | 0 | 3659.28 | 0 | 0 | 0 | 0 | 0 | 0 | 0 | 71580.5 | 175112 | 135679 | 74156.4 | 7332.33 | 86.981 | 136.8 | 26878 | 29342.1 | 21821.8 | 33038.8 | 74368.9 | 53920.8 | 61932.3 | 25230 | 38731.6
QuickServiceRestaurant | 3b - Typical-Bar-Sliced | run/Prototype Row B/datapoint_59c9430753ff6b03c86201ac | Duluth International Arpt | 1579440 | 2497.01 | 632.533 | 3.75 | 2 | 0 | 2 | 455995 | 1123450 | 0 | 0 | 0 | 36.7192 | 71465.4 | 33808.6 | 672761 | 0 | 74839.6 | 0 | 597362 | 25126.6 | 104080 | 0 | 0 | 0 | 0 | 0 |  | 20944.4 | 9908.33 | 64830.6 | 0 | 0 | 0 | 91.6667 | 7363.89 | 30502.8 | 0 | 0 | 0 | 0 | 0 | 0 | 0 | 4516.37 | 0 | 748.541 | 0 | 5971.64 | 0 | 0 | 0 | 0 | 0 | 0 | 0 | 71468.3 | 174838 | 135466 | 74359.8 | 7704.81 | 87.0994 | 5811.8 | 25381.3 | 29038 | 18638.6 | 31560.2 | 158890 | 60128.6 | 58083.2 | 30791.1 | 35026.9
QuickServiceRestaurant | 4b - Typical-Bar-Blend | run/Prototype Row B/datapoint_59c9431053ff6b03c86201bc | Duluth International Arpt | 1572630 | 2497.01 | 629.804 | 482 | 88.5 | 146 | 76.25 | 459379 | 1113250 | 0 | 0 | 0 | 37.8908 | 71465.4 | 33808.6 | 672761 | 0 | 74839.6 | 0 | 586993 | 29287.5 | 103473 | 0 | 0 | 0 | 0 | 0 |  | 20944.4 | 9908.33 | 64830.6 | 0 | 0 | 0 | 41.6667 | 8583.33 | 30325 | 0 | 0 | 0 | 0 | 0 | 0 | 0 | 4516.37 | 0 | 748.541 | 0 | 5869.64 | 0 | 0 | 0 | 0 | 0 | 0 | 0 | 71468.3 | 174838 | 135466 | 73866 | 8716.93 | 125.539 | 3665.6 | 25349 | 29230.7 | 18429.6 | 32208.2 | 161872 | 66804.8 | 59333.8 | 31730.7 | 35339.2
QuickServiceRestaurant | 4c - Typical-Urban-Blend | run/Prototype Row B/datapoint_59c9432b53ff6b03c86201ce | Duluth International Arpt | 1009160 | 2500.99 | 403.503 | 399 | 101.5 | 85 | 90.75 | 354721 | 654439 | 0 | 0 | 0 | 25.1813 | 29979.5 | 22321.1 | 673851 | 0 | 73275.7 | 0 | 128894 | 31420.1 | 49419.2 | 0 | 0 | 0 | 0 | 0 |  | 8786.11 | 6541.67 | 64933.3 | 0 | 0 | 0 | 2.7778 | 9208.33 | 14483.3 | 0 | 0 | 0 | 0 | 0 | 0 | 0 | 4523.76 | 0 | 732.899 | 0 | 1289.09 | 0 | 0 | 0 | 0 | 0 | 0 | 0 | 29980.1 | 175120 | 135685 | 72172.7 | 3569.19 | 69.9746 | 3709.5 | 23516.6 | 40326.7 | 18002.6 | 18298.9 | 19544.1 | 84937.2 | 41487.6 | 42409.2 | 35813.2
QuickServiceRestaurant | 4d - Prototype-Prototype-Blend | run/Prototype Row B/datapoint_59c991be45b421004abe3aaf | Duluth International Arpt | 1366250 | 2500.89 | 546.306 | 272.5 | 323.5 | 89 | 94 | 449701 | 916549 | 0 | 0 | 0 | 34.3353 | 71579.1 | 33856 | 673813 | 0 | 85303.5 | 0 | 378985 | 23648 | 99065.8 | 0 | 0 | 0 | 0 | 0 |  | 20977.8 | 9922.22 | 64930.6 | 0 | 0 | 0 | 0 | 6930.56 | 29033.3 | 0 | 0 | 0 | 0 | 0 | 0 | 0 | 4523.48 | 0 | 853.2 | 0 | 3790.58 | 0 | 0 | 0 | 0 | 0 | 0 | 0 | 71580.5 | 175112 | 135679 | 73403.8 | 7888.1 | 125.629 | 30.2 | 27081.6 | 29252 | 21855.4 | 33286 | 68796.7 | 55261 | 62061 | 25789.6 | 38844.8
| bonus - 0 ot 2 error as single step | [15 empty] | 0 | 7942.7 | 40879 | 0 | 5421.5 | 32443.8 | 447635 | 6530.44 | 64157.3 | 0 | 0 | 0 | 0 | 0 | 31.94% | [28 empty] | 0 | 40878 | 0 | 1915.4 | 92606.97 | 975.369 | 828.4 | 758.7 | 491.9 | 1119 | 227047.2 | 274221.1 | 19357.2 | 2148.5 | 1147.6 | 2986.1
QuickServiceRestaurant | 0 - Prototype¦1 - Prototype-NewHvac |  | Duluth International Arpt | 50320 | 0 | 20.121 | 131.25 | 131.25 | 149.5 | 42.25 | 2768 | 53080 | 0 | 0 | 0 | 2.2943 | 0% | 0% | 0% | 0% | 0% | 1.713% | 2.802% | 0.2387% | 1.62% | 0% | 0% | 0% | 0% | 0% | 6.373% | 0 | 0 | 0 | 0 | 0 | 9508.33 | 2.7778 | 1325 | 8994.5 | 0 | 0 | 0 | 0 | 0 | 0 | 0 | 0 | 0 | 0 | 0 | 530.97 | 0 | 0 | 0 | 0 | 0 | 0 | 0 | 0 | 0 | 0 | 728.4 | 92735.6 | 0.62 | 542.7 | 360.4 | 187.9 | 198.1 | 3007 | 17394 | 9301.1 | 1101.9 | 503.9 | 353.7
QuickServiceRestaurant | 1 - Prototype-NewHvac¦2 - Prototype-NewHvacLoadsConstSch |  | Duluth International Arpt | 514900 | 0 | 205.888 | 75.5 | 68.5 | 47.5 | 14.5 | 125776 | 389129 | 0 | 0 | 0 | 9.8857 | 0% | 0.4307% | 2.217% | 0% | 0.294% | 0% | 21.4% | 0.109% | 5.143% | 0% | 0% | 0% | 0% | 0% | 29.59% | 0 | 2327.78 | 11980.5 | 0 | 0 | 0 | 2.7778 | 588.89 | 27797.2 | 0 | 0 | 0 | 0 | 0 | 0 | 0 | 0 | 0 | 54.226 | 0 | 3946.24 | 0 | 0 | 0 | 0 | 0 | 0 | 0 | 0 | 40878 | 0 | 1187 | 128.63 | 974.749 | 285.7 | 398.3 | 304 | 920.9 | 230054.2 | 291615.1 | 10056.1 | 1046.6 | 643.7 | 2632.4
QuickServiceRestaurant | 2 - Prototype-NewHvacLoadsConstSch¦3b - Typical-Bar-Sliced |  | Duluth International Arpt | 250240 | 3.88 | 101.042 | 299.25 | 249 | 102 | 54.75 | 30217 | 220029 | 0 | 0 | 0 | 4.7677 | 0.008554% | 0.003566% | 0.07915% | 0% | 0.7872% | 0% | 17.42% | 0.8229% | 1.466% | 0% | 0% | 0% | 0% | 0% | 20.58% | 33.4 | 13.89 | 100 | 0 | 0 | 0 | 91.6667 | 3205.56 | 5711.1 | 0 | 0 | 0 | 0 | 0 | 0 | 0 | 7.11 | 0 | 104.659 | 0 | 2312.36 | 0 | 0 | 0 | 0 | 0 | 0 | 0 | 112.2 | 274 | 213 | 203.4 | 372.48 | 0.1184 | 5675 | 1496.7 | 304.1 | 3183.2 | 1478.6 | 84521.1 | 6207.8 | 3849.1 | 5561.1 | 3704.7
QuickServiceRestaurant | 2 - Prototype-NewHvacLoadsConstSch¦4b - Typical-Bar-Blend |  | Duluth International Arpt | 243430 | 3.88 | 98.313 | 179 | 162.5 | 44 | 19.5 | 33601 | 209829 | 0 | 0 | 0 | 5.9393 | 0.008554% | 0.003566% | 0.07915% | 0% | 0.7872% | 0% | 16.64% | 1.136% | 1.42% | 0% | 0% | 0% | 0% | 0% | 20.07% | 33.4 | 13.89 | 100 | 0 | 0 | 0 | 41.6667 | 4425 | 5533.3 | 0 | 0 | 0 | 0 | 0 | 0 | 0 | 7.11 | 0 | 104.659 | 0 | 2210.36 | 0 | 0 | 0 | 0 | 0 | 0 | 0 | 112.2 | 274 | 213 | 290.4 | 1384.6 | 38.558 | 3528.8 | 1529 | 111.4 | 3392.2 | 830.6 | 87503.1 | 12884 | 2598.5 | 6500.7 | 3392.4
QuickServiceRestaurant | 2 - Prototype-NewHvacLoadsConstSch¦4c - Typical-Urban-Blend |  | Duluth International Arpt | 320040 | 0.1 | 127.988 | 96 | 149.5 | 17 | 34 | 71057 | 248982 | 0 | 0 | 0 | 6.7702 | 3.13% | 0.8678% | 0.002859% | 0% | 0.9049% | 0% | 17.83% | 1.296% | 2.646% | 0% | 0% | 0% | 0% | 0% | 26.68% | 12191.69 | 3380.55 | 2.7 | 0 | 0 | 0 | 2.7778 | 5050 | 10308.4 | 0 | 0 | 0 | 0 | 0 | 0 | 0 | 0.28 | 0 | 120.301 | 0 | 2370.19 | 0 | 0 | 0 | 0 | 0 | 0 | 0 | 41600.4 | 8 | 6 | 1983.7 | 3763.14 | 17.0064 | 3572.7 | 3361.4 | 10984.6 | 3819.2 | 14739.9 | 54824.8 | 31016.4 | 20444.7 | 17179.2 | 2918.4
QuickServiceRestaurant | 2 - Prototype-NewHvacLoadsConstSch¦4d - Prototype-Prototype-Blend |  | Duluth International Arpt | 37050 | 0 | 14.815 | 30.5 | 72.5 | 13 | 37.25 | 23923 | 13128 | 0 | 0 | 0 | 2.3838 | 0% | 0% | 0% | 0% | 0% | 0% | 0.9877% | 0.7116% | 1.089% | 0% | 0% | 0% | 0% | 0% | 2.788% | 0 | 0 | 0 | 0 | 0 | 0 | 0 | 2772.23 | 4241.6 | 0 | 0 | 0 | 0 | 0 | 0 | 0 | 0 | 0 | 0 | 0 | 131.3 | 0 | 0 | 0 | 0 | 0 | 0 | 0 | 0 | 0 | 0 | 752.6 | 555.77 | 38.648 | 106.6 | 203.6 | 90.1 | 33.6 | 247.2 | 5572.2 | 1340.2 | 128.7 | 559.6 | 113.2
SmallOffice | 0 - Prototype | run/Prototype Row B/datapoint_59c942e553ff6b03c8620182 | Duluth International Arpt | 268848 | 5502.08 | 48.863 | 1235.25 | 3.75 | 149.25 | 2.75 | 215685 | 53172.5 | 0 | 0 | 0 | 19.9152 | 68460.8 | 24292.6 | 50983.1 | 0 | 17070.2 | 0 | 76820.6 | 8862.09 | 22368.5 | 0 | 0 | 0 | 0 | 0 |  | 20063.9 | 7119.44 | 14941.7 | 0 | 5002.78 | 0 | 6930.56 | 2597.22 | 6555.56 | 0 | 0 | 0 | 0 | 0 | 0 | 0 | 0 | 0 | 0 | 0 | 531.828 | 0 | 0 | 0 | 0 | 0 | 0 | 0 | 68456.7 | 50981.2 | 0 | 20420.8 | 1432.61 | 56.4944 | 32546.2 | 60228.5 | 44282.2 | 60496.7 | 30210 | 44116.1 | 56314.7 | 99967.5 | 48657.7 | 121323
SmallOffice | 1 - Prototype-NewHvac | run/Prototype Row B/datapoint_59c942ed53ff6b03c8620192 | Duluth International Arpt | 385648 | 5502.08 | 70.0913 | 36.75 | 4.75 | 36.75 | 4.75 | 227808 | 157840 | 0 | 0 | 0 | 19.9245 | 68460.8 | 24292.6 | 50983.1 | 0 | 17070.2 | 0 | 158437 | 8691.48 | 57722.1 | 0 | 0 | 0 | 0 | 0 |  | 20063.9 | 7119.44 | 14941.7 | 0 | 5002.78 | 0 | 175 | 2547.22 | 16916.7 | 0 | 0 | 0 | 0 | 0 | 0 | 0 | 0 | 0 | 0 | 0 | 1578.7 | 0 | 0 | 0 | 0 | 0 | 0 | 0 | 68456.7 | 50981.2 | 0 | 20495.5 | 1724.65 | 47.3556 | 35062.9 | 60337.8 | 44484.3 | 60857.7 | 30426.6 | 71286.6 | 51086.3 | 99859.4 | 48551.8 | 120702
SmallOffice | 2 - Prototype-NewHvacLoadsConstSch | run/Prototype Row B/datapoint_59c942f553ff6b03c86201a2 | Duluth International Arpt | 411827 | 5502.08 | 74.8492 | 36.75 | 4.75 | 36.75 | 4.75 | 233400 | 178417 | 0 | 0 | 0 | 20.545 | 68460.8 | 30017.4 | 50983.1 | 0 | 21648.1 | 0 | 174455 | 8464.01 | 57816.8 | 0 | 0 | 0 | 0 | 0 |  | 20063.9 | 8797.22 | 14941.7 | 0 | 5002.78 | 0 | 177.778 | 2480.56 | 16944.4 | 0 | 0 | 0 | 0 | 0 | 0 | 0 | 0 | 0 | 45.7884 | 0 | 1738.82 | 0 | 0 | 0 | 0 | 0 | 0 | 0 | 68456.7 | 50981.2 | 0 | 20542.9 | 1632.87 | 136.145 | 35378.4 | 60384.3 | 44560.9 | 60896.3 | 46075.5 | 73567.2 | 50406.8 | 99801.3 | 48477.7 | 120603
SmallOffice | 3b - Typical-Bar-Sliced | run/Prototype Row B/datapoint_59c9430753ff6b03c86201b2 | Duluth International Arpt | 384700 | 5500.04 | 69.945 | 40.25 | 0.75 | 40.25 | 0.75 | 221059 | 163641 | 0 | 0 | 0 | 19.4587 | 68432.4 | 29998.4 | 50964.1 | 0 | 4568.48 | 0 | 159641 | 12634.4 | 58451.9 | 0 | 0 | 0 | 0 | 0 |  | 20055.6 | 8791.67 | 14936.1 | 0 | 0 | 0 | 169.444 | 3702.78 | 17130.6 | 0 | 0 | 0 | 0 | 0 | 0 | 0 | 0 | 0 | 45.6936 | 0 | 1590.93 | 0 | 0 | 0 | 0 | 0 | 0 | 0 | 68431.2 | 50962.2 | 0 | 20260.7 | 1930.13 | 122.459 | 51982.1 | 76463.8 | 36678.1 | 44214.7 | 44871.8 | 69865.8 | 50286.9 | 115958 | 35888.5 | 107756
SmallOffice | 4b - Typical-Bar-Blend | run/Prototype Row B/datapoint_59c9431053ff6b03c86201c2 | Duluth International Arpt | 384103 | 5500.04 | 69.8364 | 40.25 | 1.5 | 40.25 | 1.5 | 222017 | 162086 | 0 | 0 | 0 | 19.4924 | 68432.4 | 29998.4 | 50964.1 | 0 | 4568.48 | 0 | 158105 | 12653.4 | 59390.2 | 0 | 0 | 0 | 0 | 0 |  | 20055.6 | 8791.67 | 14936.1 | 0 | 0 | 0 | 172.222 | 3708.33 | 17405.6 | 0 | 0 | 0 | 0 | 0 | 0 | 0 | 0 | 0 | 45.6936 | 0 | 1575.48 | 0 | 0 | 0 | 0 | 0 | 0 | 0 | 68431.2 | 50962.2 | 0 | 20272.5 | 1934.33 | 122.777 | 53018.5 | 76366.5 | 36581 | 44133.1 | 44910.5 | 78855.1 | 50721 | 116090 | 35957.5 | 107628
SmallOffice | 4c - Typical-Urban-Blend | run/Prototype Row B/datapoint_59c9432b53ff6b03c86201d4 | Duluth International Arpt | 214766 | 5501.97 | 39.0343 | 678.75 | 28.25 | 184.75 | 6.5 | 152864 | 61901.9 | 0 | 0 | 0 | 13.8243 | 51485.4 | 19619.8 | 50983.1 | 0 | 4454.74 | 0 | 57750.5 | 8890.52 | 21581.8 | 0 | 0 | 0 | 0 | 0 |  | 15088.9 | 5750 | 14941.7 | 0 | 0 | 0 | 88.8889 | 2605.56 | 6325 | 0 | 0 | 0 | 0 | 0 | 0 | 0 | 0 | 0 | 44.556 | 0 | 574.583 | 0 | 0 | 0 | 0 | 0 | 0 | 0 | 51484.6 | 50980.2 | 0 | 20196.9 | 1624.66 | 69.8912 | 51263.9 | 64709.4 | 59036.7 | 42611.3 | 25283.1 | 19023.3 | 61711.4 | 91358 | 59300.6 | 92521.2
SmallOffice | 4d - Prototype-Prototype-Blend | run/Prototype Row B/datapoint_59c991be45b421004abe3ab5 | Duluth International Arpt | 410272 | 5502.08 | 74.5667 | 36.75 | 4.75 | 36.75 | 4.75 | 232888 | 177384 | 0 | 0 | 0 | 20.4875 | 68460.8 | 30017.4 | 50983.1 | 0 | 21648.1 | 0 | 173422 | 8407.14 | 57361.9 | 0 | 0 | 0 | 0 | 0 |  | 20063.9 | 8797.22 | 14941.7 | 0 | 5002.78 | 0 | 177.778 | 2463.89 | 16811.1 | 0 | 0 | 0 | 0 | 0 | 0 | 0 | 0 | 0 | 45.7884 | 0 | 1728.49 | 0 | 0 | 0 | 0 | 0 | 0 | 0 | 68456.7 | 50981.2 | 0 | 20543.3 | 1627.61 | 136.437 | 36346.7 | 60409.1 | 44609.5 | 60916.2 | 46075.5 | 73205.4 | 50299.2 | 99806.7 | 48483.8 | 120586
| bonus - 0 ot 2 error as single step | [15 empty] | 0 | 5724.8 | 0 | 0 | 4577.9 | 0 | 97634.4 | 398.08 | 35448.3 | 0 | 0 | 0 | 0 | 0 | 53.48% | [28 empty] | 0 | 0 | 0 | 122.1 | 200.26 | 79.6506 | 2832.2 | 155.8 | 278.7 | 399.6 | 15865.5 | 29451.1 | 5907.9 | 166.2 | 180 | 720
SmallOffice | 0 - Prototype¦1 - Prototype-NewHvac |  | Duluth International Arpt | 116800 | 0 | 21.2283 | 1198.5 | 1 | 112.5 | 2 | 12123 | 104667.5 | 0 | 0 | 0 | 0.0093 | 0% | 0% | 0% | 0% | 0% | 0% | 30.36% | 0.06346% | 13.15% | 0% | 0% | 0% | 0% | 0% | 43.57% | 0 | 0 | 0 | 0 | 0 | 0 | 6755.56 | 50 | 10361.14 | 0 | 0 | 0 | 0 | 0 | 0 | 0 | 0 | 0 | 0 | 0 | 1046.872 | 0 | 0 | 0 | 0 | 0 | 0 | 0 | 0 | 0 | 0 | 74.7 | 292.04 | 9.1388 | 2516.7 | 109.3 | 202.1 | 361 | 216.6 | 27170.5 | 5228.4 | 108.1 | 105.9 | 621
SmallOffice | 1 - Prototype-NewHvac¦2 - Prototype-NewHvacLoadsConstSch |  | Duluth International Arpt | 26179 | 0 | 4.7579 | 0 | 0 | 0 | 0 | 5592 | 20577 | 0 | 0 | 0 | 0.6205 | 0% | 1.484% | 0% | 0% | 1.187% | 0% | 4.154% | 0.05898% | 0.02456% | 0% | 0% | 0% | 0% | 0% | 6.909% | 0 | 1677.78 | 0 | 0 | 0 | 0 | 2.778 | 66.66 | 27.7 | 0 | 0 | 0 | 0 | 0 | 0 | 0 | 0 | 0 | 45.7884 | 0 | 160.12 | 0 | 0 | 0 | 0 | 0 | 0 | 0 | 0 | 0 | 0 | 47.4 | 91.78 | 88.7894 | 315.5 | 46.5 | 76.6 | 38.6 | 15648.9 | 2280.6 | 679.5 | 58.1 | 74.1 | 99
SmallOffice | 2 - Prototype-NewHvacLoadsConstSch¦3b - Typical-Bar-Sliced |  | Duluth International Arpt | 27127 | 2.04 | 4.9042 | 3.5 | 4 | 3.5 | 4 | 12341 | 14776 | 0 | 0 | 0 | 1.0863 | 0.006896% | 0.004614% | 0.004614% | 0% | 4.147% | 0% | 3.597% | 1.013% | 0.1542% | 0% | 0% | 0% | 0% | 0% | 8.927% | 8.3 | 5.55 | 5.6 | 0 | 5002.78 | 0 | 8.334 | 1222.22 | 186.2 | 0 | 0 | 0 | 0 | 0 | 0 | 0 | 0 | 0 | 0.0948 | 0 | 147.89 | 0 | 0 | 0 | 0 | 0 | 0 | 0 | 25.5 | 19 | 0 | 282.2 | 297.26 | 13.686 | 16603.7 | 16079.5 | 7882.8 | 16681.6 | 1203.7 | 3701.4 | 119.9 | 16156.7 | 12589.2 | 12847
SmallOffice | 2 - Prototype-NewHvacLoadsConstSch¦4b - Typical-Bar-Blend |  | Duluth International Arpt | 27724 | 2.04 | 5.0128 | 3.5 | 3.25 | 3.5 | 3.25 | 11383 | 16331 | 0 | 0 | 0 | 1.0526 | 0.006896% | 0.004614% | 0.004614% | 0% | 4.147% | 0% | 3.97% | 1.017% | 0.3821% | 0% | 0% | 0% | 0% | 0% | 9.533% | 8.3 | 5.55 | 5.6 | 0 | 5002.78 | 0 | 5.556 | 1227.77 | 461.2 | 0 | 0 | 0 | 0 | 0 | 0 | 0 | 0 | 0 | 0.0948 | 0 | 163.34 | 0 | 0 | 0 | 0 | 0 | 0 | 0 | 25.5 | 19 | 0 | 270.4 | 301.46 | 13.368 | 17640.1 | 15982.2 | 7979.9 | 16763.2 | 1165 | 5287.9 | 314.2 | 16288.7 | 12520.2 | 12975
SmallOffice | 2 - Prototype-NewHvacLoadsConstSch¦4c - Typical-Urban-Blend |  | Duluth International Arpt | 197061 | 0.11 | 35.8149 | 642 | 23.5 | 148 | 1.75 | 80536 | 116515.1 | 0 | 0 | 0 | 6.7207 | 4.122% | 2.525% | 0% | 0% | 4.175% | 0% | 28.34% | 0.1036% | 8.799% | 0% | 0% | 0% | 0% | 0% | 48.06% | 4975 | 3047.22 | 0 | 0 | 5002.78 | 0 | 88.8891 | 125 | 10619.4 | 0 | 0 | 0 | 0 | 0 | 0 | 0 | 0 | 0 | 1.2324 | 0 | 1164.237 | 0 | 0 | 0 | 0 | 0 | 0 | 0 | 16972.1 | 1 | 0 | 346 | 8.21 | 66.2538 | 15885.5 | 4325.1 | 14475.8 | 18285 | 20792.4 | 54543.9 | 11304.6 | 8443.3 | 10822.9 | 28081.8
SmallOffice | 2 - Prototype-NewHvacLoadsConstSch¦4d - Prototype-Prototype-Blend |  | Duluth International Arpt | 1555 | 0 | 0.2825 | 0 | 0 | 0 | 0 | 512 | 1033 | 0 | 0 | 0 | 0.0575 | 0% | 0% | 0% | 0% | 0% | 0% | 0.2508% | 0.01381% | 0.1105% | 0% | 0% | 0% | 0% | 0% | 0.3751% | 0 | 0 | 0 | 0 | 0 | 0 | 0 | 16.67 | 133.3 | 0 | 0 | 0 | 0 | 0 | 0 | 0 | 0 | 0 | 0 | 0 | 10.33 | 0 | 0 | 0 | 0 | 0 | 0 | 0 | 0 | 0 | 0 | 0.4 | 5.26 | 0.292 | 968.3 | 24.8 | 48.6 | 19.9 | 0 | 361.8 | 107.6 | 5.4 | 6.1 | 17
MediumOffice | 0 - Prototype | run/Prototype Row B/datapoint_59c942e553ff6b03c862017a | Duluth International Arpt | 3513740 | 53627.8 | 65.5208 | 721.25 | 85 | 209 | 50.75 | 2847990 | 665747 | 0 | 0 | 0 | 406.822 | 575894 | 213884 | 786584 | 0 | 65124.5 | 0 | 1377540 | 188748 | 305908 | 47.3909 | 0 | 0 | 0 | 0 |  | 168778 | 62683.3 | 230525 | 0 | 0 | 0 | 227692 | 55316.7 | 89652.8 | 13.8889 | 0 | 0 | 0 | 0 | 0 | 0 | 0 | 0 | 651.371 | 0 | 6007.38 | 0 | 0 | 0 | 0 | 0 | 0 | 0 | 575892 | 624332 | 0 | 179906 | 60264.4 | 914.286 | 29561.3 | 414201 | 549238 | 172908 | 350533 | 625563 | 154117 | 659391 | 610818 | 362126
MediumOffice | 1 - Prototype-NewHvac | run/Prototype Row B/datapoint_59c942ed53ff6b03c862018a | Duluth International Arpt | 3011930 | 53627.8 | 56.1635 | 1673.5 | 929 | 825 | 721.25 | 2140820 | 871110 | 0 | 0 | 0 | 205.542 | 575894 | 213884 | 786584 | 0 | 65086.6 | 0 | 810450 | 189014 | 370966 | 47.3909 | 0 | 0 | 0 | 0 |  | 168778 | 62683.3 | 230525 | 0 | 0 | 0 | 1297.22 | 55394.4 | 108719 | 13.8889 | 0 | 0 | 0 | 0 | 0 | 0 | 0 | 0 | 650.992 | 0 | 8061.79 | 0 | 0 | 0 | 0 | 0 | 0 | 0 | 575892 | 624332 | 0 | 174762 | 27288.4 | 510.085 | 26924.5 | 410714 | 535569 | 171566 | 354878 | 332969 | 206465 | 663534 | 626055 | 357876
MediumOffice | 2 - Prototype-NewHvacLoadsConstSch | run/Prototype Row B/datapoint_59c942f553ff6b03c862019a | Duluth International Arpt | 3136670 | 53627.8 | 58.4895 | 1746.75 | 961 | 895.75 | 751.5 | 2086280 | 1050390 | 0 | 0 | 0 | 199.189 | 575894 | 239978 | 717564 | 0 | 94374.2 | 0 | 961741 | 172256 | 374805 | 47.3909 | 0 | 0 | 0 | 0 |  | 168778 | 70330.6 | 210297 | 0 | 0 | 0 | 1680.56 | 50483.3 | 109844 | 13.8889 | 0 | 0 | 0 | 0 | 0 | 0 | 0 | 0 | 943.924 | 0 | 9561.91 | 0 | 0 | 0 | 0 | 0 | 0 | 0 | 575892 | 620881 | 0 | 175582 | 25224.3 | 1146.68 | 22419 | 411520 | 538125 | 171800 | 497043 | 357409 | 244594 | 661751 | 620181 | 357236
MediumOffice | 3b - Typical-Bar-Sliced | run/Prototype Row B/datapoint_59c9430753ff6b03c86201aa | Duluth International Arpt | 3286510 | 53626 | 61.2857 | 2204.25 | 967.75 | 1018.5 | 794.5 | 2140960 | 1145550 | 0 | 0 | 0 | 203.831 | 575875 | 243504 | 717535 | 0 | 53039.8 | 0 | 1102670 | 176285 | 417542 | 47.3909 | 0 | 0 | 0 | 0 |  | 168772 | 71363.9 | 210289 | 0 | 0 | 0 | 2977.78 | 51663.9 | 122369 | 13.8889 | 0 | 0 | 0 | 0 | 0 | 0 | 0 | 0 | 530.501 | 0 | 10927.2 | 0 | 0 | 0 | 0 | 0 | 0 | 0 | 575873 | 620860 | 0 | 175150 | 24744.4 | 1537.35 | 33761.5 | 400619 | 522787 | 105956 | 499863 | 345340 | 289713 | 656658 | 605867 | 359102
MediumOffice | 4b - Typical-Bar-Blend | run/Prototype Row B/datapoint_59c9431053ff6b03c86201ba | Duluth International Arpt | 3272330 | 53626 | 61.0213 | 2221.5 | 932.5 | 975 | 768.25 | 2109440 | 1162890 | 0 | 0 | 0 | 200.386 | 575875 | 243504 | 717535 | 0 | 53039.8 | 0 | 1122330 | 163394 | 396605 | 47.3909 | 0 | 0 | 0 | 0 |  | 168772 | 71363.9 | 210289 | 0 | 0 | 0 | 3658.33 | 47886.1 | 116233 | 13.8889 | 0 | 0 | 0 | 0 | 0 | 0 | 0 | 0 | 530.501 | 0 | 11100.6 | 0 | 0 | 0 | 0 | 0 | 0 | 0 | 575873 | 620860 | 0 | 175805 | 23962.6 | 1683.12 | 34165 | 400406 | 522025 | 106693 | 552801 | 371779 | 287442 | 656990 | 605919 | 352417
MediumOffice | 4c - Typical-Urban-Blend | run/Prototype Row B/datapoint_59c9432b53ff6b03c86201cc | Duluth International Arpt | 2327780 | 53626.8 | 43.4071 | 1212.25 | 625.25 | 653.75 | 528.5 | 1730760 | 597011 | 0 | 0 | 0 | 154.232 | 380577 | 153129 | 665737 | 0 | 51883.5 | 0 | 550540 | 158409 | 367440 | 47.3909 | 0 | 0 | 0 | 0 |  | 111536 | 44877.8 | 195108 | 0 | 0 | 0 | 1586.11 | 46425 | 107686 | 13.8889 | 0 | 0 | 0 | 0 | 0 | 0 | 0 | 0 | 518.935 | 0 | 5452.33 | 0 | 0 | 0 | 0 | 0 | 0 | 0 | 380579 | 573667 | 0 | 175288 | 16556.2 | 942.718 | 17921.8 | 433930 | 401217 | 109184 | 310467 | 159398 | 210016 | 653718 | 483789 | 291186
MediumOffice | 4d - Prototype-Prototype-Blend | run/Prototype Row B/datapoint_59c991be45b421004abe3aad | Duluth International Arpt | 4551050 | 53627.8 | 84.8635 | 1421.25 | 1860.5 | 721.25 | 1095.25 | 3777060 | 773987 | 0 | 0 | 0 | 319.066 | 1151790 | 239978 | 1435120 | 0 | 94374.2 | 0 | 683461 | 309225 | 637047 | 47.3909 | 0 | 0 | 0 | 0 |  | 337556 | 70330.6 | 420592 | 0 | 0 | 0 | 1127.78 | 90625 | 186700 | 13.8889 | 0 | 0 | 0 | 0 | 0 | 0 | 0 | 0 | 943.924 | 0 | 6797.44 | 0 | 0 | 0 | 0 | 0 | 0 | 0 | 1151780 | 1241760 | 0 | 321898 | 30532.2 | 1088.85 | 14922.9 | 402154 | 526768 | 168079 | 1138740 | 283174 | 341493 | 682686 | 653764 | 360190
| bonus - 0 ot 2 error as single step | [15 empty] | 0 | 26094 | 69020 | 0 | 29249.7 | 0 | 415799 | 16492 | 68897 | 0 | 0 | 0 | 0 | 0 | 17.8% | [28 empty] | 0 | 3451 | 0 | 4324 | 35040.1 | 232.394 | 7142.3 | 2681 | 11113 | 1108 | 146510 | 268154 | 90477 | 2360 | 9363 | 4890
MediumOffice | 0 - Prototype¦1 - Prototype-NewHvac |  | Duluth International Arpt | 501810 | 0 | 9.3573 | 952.25 | 844 | 616 | 670.5 | 707170 | 205363 | 0 | 0 | 0 | 201.28 | 0% | 0% | 0% | 0% | 0.001079% | 0% | 16.14% | 0.00757% | 1.852% | 0% | 0% | 0% | 0% | 0% | 18% | 0 | 0 | 0 | 0 | 0 | 0 | 226394.78 | 77.7 | 19066.2 | 0 | 0 | 0 | 0 | 0 | 0 | 0 | 0 | 0 | 0.379 | 0 | 2054.41 | 0 | 0 | 0 | 0 | 0 | 0 | 0 | 0 | 0 | 0 | 5144 | 32976 | 404.201 | 2636.8 | 3487 | 13669 | 1342 | 4345 | 292594 | 52348 | 4143 | 15237 | 4250
MediumOffice | 1 - Prototype-NewHvac¦2 - Prototype-NewHvacLoadsConstSch |  | Duluth International Arpt | 124740 | 0 | 2.326 | 73.25 | 32 | 70.75 | 30.25 | 54540 | 179280 | 0 | 0 | 0 | 6.353 | 0% | 0.8664% | 2.292% | 0% | 0.9724% | 0% | 5.023% | 0.5564% | 0.1275% | 0% | 0% | 0% | 0% | 0% | 9.837% | 0 | 7647.3 | 20228 | 0 | 0 | 0 | 383.34 | 4911.1 | 1125 | 0 | 0 | 0 | 0 | 0 | 0 | 0 | 0 | 0 | 292.932 | 0 | 1500.12 | 0 | 0 | 0 | 0 | 0 | 0 | 0 | 0 | 3451 | 0 | 820 | 2064.1 | 636.595 | 4505.5 | 806 | 2556 | 234 | 142165 | 24440 | 38129 | 1783 | 5874 | 640
MediumOffice | 2 - Prototype-NewHvacLoadsConstSch¦3b - Typical-Bar-Sliced |  | Duluth International Arpt | 149840 | 1.8 | 2.7962 | 457.5 | 6.75 | 122.75 | 43 | 54680 | 95160 | 0 | 0 | 0 | 4.642 | 0.0006057% | 0.1124% | 0.0009245% | 0% | 1.318% | 0% | 4.493% | 0.1284% | 1.362% | 0% | 0% | 0% | 0% | 0% | 7.416% | 6 | 1033.3 | 8 | 0 | 0 | 0 | 1297.22 | 1180.6 | 12525 | 0 | 0 | 0 | 0 | 0 | 0 | 0 | 0 | 0 | 413.423 | 0 | 1365.29 | 0 | 0 | 0 | 0 | 0 | 0 | 0 | 19 | 21 | 0 | 432 | 479.9 | 390.67 | 11342.5 | 10901 | 15338 | 65844 | 2820 | 12069 | 45119 | 5093 | 14314 | 1866
MediumOffice | 2 - Prototype-NewHvacLoadsConstSch¦4b - Typical-Bar-Blend |  | Duluth International Arpt | 135660 | 1.8 | 2.5318 | 474.75 | 28.5 | 79.25 | 16.75 | 23160 | 112500 | 0 | 0 | 0 | 1.197 | 0.0006057% | 0.1124% | 0.0009245% | 0% | 1.318% | 0% | 5.12% | 0.2825% | 0.695% | 0% | 0% | 0% | 0% | 0% | 7.529% | 6 | 1033.3 | 8 | 0 | 0 | 0 | 1977.77 | 2597.2 | 6389 | 0 | 0 | 0 | 0 | 0 | 0 | 0 | 0 | 0 | 413.423 | 0 | 1538.69 | 0 | 0 | 0 | 0 | 0 | 0 | 0 | 19 | 21 | 0 | 223 | 1261.7 | 536.44 | 11746 | 11114 | 16100 | 65107 | 55758 | 14370 | 42848 | 4761 | 14262 | 4819
MediumOffice | 2 - Prototype-NewHvacLoadsConstSch¦4c - Typical-Urban-Blend |  | Duluth International Arpt | 808890 | 1 | 15.0824 | 534.5 | 335.75 | 242 | 223 | 355520 | 453379 | 0 | 0 | 0 | 44.957 | 6.227% | 2.769% | 1.652% | 0% | 1.355% | 0% | 13.11% | 0.4415% | 0.2348% | 0% | 0% | 0% | 0% | 0% | 25.79% | 57242 | 25452.8 | 15189 | 0 | 0 | 0 | 94.45 | 4058.3 | 2158 | 0 | 0 | 0 | 0 | 0 | 0 | 0 | 0 | 0 | 424.989 | 0 | 4109.58 | 0 | 0 | 0 | 0 | 0 | 0 | 0 | 195313 | 47214 | 0 | 294 | 8668.1 | 203.962 | 4497.2 | 22410 | 136908 | 62616 | 186576 | 198011 | 34578 | 8033 | 136392 | 66050
MediumOffice | 2 - Prototype-NewHvacLoadsConstSch¦4d - Prototype-Prototype-Blend |  | Duluth International Arpt | 1414380 | 0 | 26.374 | 325.5 | 899.5 | 174.5 | 343.75 | 1690780 | 276403 | 0 | 0 | 0 | 119.877 | 18.36% | 0% | 22.88% | 0% | 0% | 0% | 8.872% | 4.367% | 8.361% | 0% | 0% | 0% | 0% | 0% | 62.84% | 168778 | 0 | 210295 | 0 | 0 | 0 | 552.78 | 40141.7 | 76856 | 0 | 0 | 0 | 0 | 0 | 0 | 0 | 0 | 0 | 0 | 0 | 2764.47 | 0 | 0 | 0 | 0 | 0 | 0 | 0 | 575888 | 620879 | 0 | 146316 | 5307.9 | 57.83 | 7496.1 | 9366 | 11357 | 3721 | 641697 | 74235 | 96899 | 20935 | 33583 | 2954
LargeOffice | 0 - Prototype | run/Prototype Row B/datapoint_59c942e553ff6b03c8620179 | Duluth International Arpt | 45032000 | 498588 | 90.319 | 673.25 | 2897 | 155 | 429.5 | 34245100 | 10786900 | 0 | 0 | 0 | 2169.65 | 4643050 | 2716260 | 19714300 | 0 | 626839 | 0 | 10160200 | 1801670 | 2625520 | 417182 | 330238 | 1890840 | 105890 | 0 |  | 1360740 | 796058 | 5777700 | 0 | 0 | 0 | 41.6667 | 528017 | 769464 | 122264 | 96783.3 | 554150 | 31033.3 | 0 | 0 | 0 | 0 | 0 | 6269.6 | 0 | 101620 | 0 | 0 | 0 | 0 | 0 | 0 | 0 | 1428630 | 13695800 | 0 | 463718 | 369324 | 2324.74 | 172.6 | 530104 | 945636 | 368644 | 743923 | 3093150 | 2100440 | 870324 | 1110190 | 777558
LargeOffice | 4b - Typical-Bar-Blend | run/Prototype Row B/datapoint_59c9431053ff6b03c86201b9 | Duluth International Arpt | 43393700 | 498584 | 87.0339 | 880 | 1459.25 | 455 | 735 | 37422400 | 5971300 | 0 | 0 | 0 | 2279.11 | 4643010 | 1099010 | 21379600 | 0 | 259958 | 0 | 5711330 | 5485520 | 2162930 | 1081470 | 246537 | 0 | 1324310 | 0 |  | 1360730 | 322089 | 6265750 | 0 | 0 | 0 | 0 | 1607650 | 633892 | 316947 | 72252.8 | 0 | 388117 | 0 | 0 | 0 | 0 | 0 | 2600.08 | 0 | 57124.3 | 0 | 0 | 0 | 0 | 0 | 0 | 0 | 1428620 | 6064180 | 0 | 469654 | 208288 | 6679.91 | 353.9 | 677237 | 323849 | 177237 | 1882500 | 764365 | 1293600 | 1146700 | 401732 | 754065
LargeOffice | 4d - Prototype-Prototype-Blend | run/Prototype Row B/datapoint_59c991be45b421004abe3aac | Duluth International Arpt | 74017700 | 498588 | 148.454 | 546.75 | 1373 | 292.75 | 669.25 | 68267200 | 5750460 | 0 | 0 | 0 | 3770.83 | 8928940 | 1093850 | 41127000 | 0 | 342788 | 0 | 5407680 | 9874310 | 3764600 | 1734250 | 419883 | 0 | 1324330 | 0 |  | 2616810 | 320575 | 12053100 | 0 | 0 | 0 | 0 | 2893875 | 1103290 | 508258 | 123056 | 0 | 388122 | 0 | 0 | 0 | 0 | 0 | 3428.54 | 0 | 54087.2 | 0 | 0 | 0 | 0 | 0 | 0 | 0 | 2500100 | 10615800 | 0 | 617915 | 219637 | 2606.06 | 139.5 | 494169 | 914905 | 344845 | 3223630 | 679809 | 1127790 | 953815 | 1178150 | 807914
| bonus - 0 ot 2 error as single step | [15 empty] | 4643050 | 2716260 | 19714300 | 0 | 626839 | 0 | 10160200 | 1801670 | 2625520 | 417182 | 330238 | 1890840 | 105890 | 0 | 100% | [28 empty] | 1428630 | 13695800 | 0 | 463718 | 369324 | 2324.74 | 172.6 | 530104 | 945636 | 368644 | 743923 | 3093150 | 2100440 | 870324 | 1110190 | 777558
LargeOffice | 0 - Prototype¦1 - Prototype-NewHvac |  | Duluth International Arpt | 45032000 | 498588 | 90.319 | 673.25 | 2897 | 155 | 429.5 | 34245100 | 10786900 | 0 | 0 | 0 | 2169.65 | 10.31% | 6.032% | 43.78% | 0% | 1.392% | 0% | 22.56% | 4.001% | 5.83% | 0.9264% | 0.7333% | 4.199% | 0.2351% | 0% | 100% | 1360740 | 796058 | 5777700 | 0 | 0 | 0 | 41.6667 | 528017 | 769464 | 122264 | 96783.3 | 554150 | 31033.3 | 0 | 0 | 0 | 0 | 0 | 6269.6 | 0 | 101620 | 0 | 0 | 0 | 0 | 0 | 0 | 0 | 1428630 | 13695800 | 0 | 463718 | 369324 | 2324.74 | 172.6 | 530104 | 945636 | 368644 | 743923 | 3093150 | 2100440 | 870324 | 1110190 | 777558
LargeOffice | 1 - Prototype-NewHvac¦2 - Prototype-NewHvacLoadsConstSch | [15 empty] | NaN% | NaN% | NaN% | NaN% | NaN% | NaN% | NaN% | NaN% | NaN% | NaN% | NaN% | NaN% | NaN% | NaN%
LargeOffice | 2 - Prototype-NewHvacLoadsConstSch¦3b - Typical-Bar-Sliced | [15 empty] | NaN% | NaN% | NaN% | NaN% | NaN% | NaN% | NaN% | NaN% | NaN% | NaN% | NaN% | NaN% | NaN% | NaN%
LargeOffice | 2 - Prototype-NewHvacLoadsConstSch¦4b - Typical-Bar-Blend | [15 empty] | Infinity% | Infinity% | Infinity% | NaN% | Infinity% | NaN% | Infinity% | Infinity% | Infinity% | Infinity% | Infinity% | NaN% | Infinity% | NaN%
LargeOffice | 2 - Prototype-NewHvacLoadsConstSch¦4c - Typical-Urban-Blend | [15 empty] | NaN% | NaN% | NaN% | NaN% | NaN% | NaN% | NaN% | NaN% | NaN% | NaN% | NaN% | NaN% | NaN% | NaN%
LargeOffice | 2 - Prototype-NewHvacLoadsConstSch¦4d - Prototype-Prototype-Blend | [15 empty] | Infinity% | Infinity% | Infinity% | NaN% | Infinity% | NaN% | Infinity% | Infinity% | Infinity% | Infinity% | Infinity% | NaN% | Infinity% | NaN%
SmallHotel | 0 - Prototype | run/Prototype Row B/datapoint_59c942e553ff6b03c8620181 | Duluth International Arpt | 4832080 | 43201.8 | 111.849 | 3573.75 | 1830 | 3146.75 | 263.25 | 2937300 | 1894770 | 0 | 0 | 0 | 266.605 | 473890 | 90146.9 | 959352 | 0 | 881081 | 0 | 1063360 | 299226 | 1064650 | 350.692 | 0 | 0 | 0 | 0 |  | 138883 | 26419.4 | 164103 | 0 | 0 | 0 | 131614 | 87694.4 | 312019 | 102.778 | 0 | 0 | 0 | 0 | 0 | 0 | 3994.87 | 0 | 8812.51 | 0 | 6143.89 | 0 | 0 | 0 | 0 | 0 | 0 | 0 | 473890 | 559945 | 399411 | 193394 | 52920.9 | 1397.71 | 11935.8 | 280211 | 165631 | 76382.1 | 407077 | 633778 | 383210 | 494565 | 194056 | 214509
SmallHotel | 1 - Prototype-NewHvac | run/Prototype Row B/datapoint_59c942ed53ff6b03c8620191 | Duluth International Arpt | 5740160 | 43201.8 | 132.869 | 105.75 | 93.25 | 6 | 41.5 | 2948240 | 2791910 | 0 | 0 | 0 | 162.247 | 473890 | 90146.9 | 959352 | 0 | 881072 | 0 | 1511430 | 419163 | 1403240 | 1857.72 | 0 | 0 | 0 | 0 |  | 138883 | 26419.4 | 164103 | 0 | 0 | 0 | 0 | 122844 | 411250 | 544.444 | 0 | 0 | 0 | 0 | 0 | 0 | 3994.87 | 0 | 8812.42 | 0 | 15117.2 | 0 | 0 | 0 | 0 | 0 | 0 | 0 | 473890 | 559945 | 399411 | 193726 | 55214.4 | 1841.59 | 16065.7 | 282456 | 168398 | 76609.9 | 395748 | 688813 | 226925 | 484547 | 184733 | 213818
SmallHotel | 2 - Prototype-NewHvacLoadsConstSch | run/Prototype Row B/datapoint_59c942f553ff6b03c86201a1 | Duluth International Arpt | 5930390 | 43201.8 | 137.272 | 101.25 | 73.25 | 1.75 | 41.25 | 3127610 | 2802780 | 0 | 0 | 0 | 178.124 | 473890 | 270858 | 1085490 | 0 | 555402 | 0 | 1847970 | 386065 | 1308540 | 2179.98 | 0 | 0 | 0 | 0 |  | 138883 | 79380.6 | 201069 | 0 | 0 | 0 | 0 | 113144 | 383494 | 638.889 | 0 | 0 | 0 | 0 | 0 | 0 | 3994.87 | 0 | 5555.09 | 0 | 18483.3 | 0 | 0 | 0 | 0 | 0 | 0 | 0 | 473890 | 566252 | 399411 | 193910 | 50989.1 | 4414.53 | 16753.4 | 282637 | 168653 | 76736 | 668933 | 949888 | 225516 | 484226 | 184329 | 213660
SmallHotel | 3b - Typical-Bar-Sliced | run/Prototype Row B/datapoint_59c9430753ff6b03c86201b1 | Duluth International Arpt | 5821030 | 43196 | 134.758 | 76.75 | 157.75 | 21.25 | 122 | 2981410 | 2839610 | 0 | 0 | 0 | 171.099 | 473757 | 269265 | 1088840 | 0 | 520939 | 0 | 1918890 | 353195 | 1193760 | 2369.54 | 0 | 0 | 0 | 0 |  | 138844 | 78913.9 | 201944 | 0 | 0 | 0 | 0 | 103511 | 349856 | 694.444 | 0 | 0 | 0 | 0 | 0 | 0 | 3998.57 | 0 | 5210.4 | 0 | 19192.6 | 0 | 0 | 0 | 0 | 0 | 0 | 0 | 473754 | 569266 | 399784 | 193192 | 48445.3 | 4895.79 | 25691.8 | 217310 | 139175 | 53083 | 679314 | 714889 | 197932 | 433557 | 190828 | 211729
SmallHotel | 4b - Typical-Bar-Blend | run/Prototype Row B/datapoint_59c9431053ff6b03c86201c1 | Duluth International Arpt | 5886740 | 43196 | 136.28 | 1.25 | 8.25 | 1.25 | 8.25 | 3476460 | 2410280 | 0 | 0 | 0 | 203.67 | 473757 | 269265 | 1088840 | 0 | 520901 | 0 | 1489600 | 431029 | 1611770 | 1573.38 | 0 | 0 | 0 | 0 |  | 138844 | 78913.9 | 201944 | 0 | 0 | 0 | 0 | 126322 | 472364 | 461.111 | 0 | 0 | 0 | 0 | 0 | 0 | 3998.57 | 0 | 5210.02 | 0 | 14898.9 | 0 | 0 | 0 | 0 | 0 | 0 | 0 | 355316 | 426950 | 299838 | 148618 | 99849.5 | 6769.65 | 1580.4 | 162361 | 105598 | 52854.3 | 626841 | 838654 | 103006 | 326293 | 144756 | 210668
SmallHotel | 4c - Typical-Urban-Blend | run/Prototype Row B/datapoint_59c9432b53ff6b03c86201d3 | Duluth International Arpt | 2171160 | 43201.2 | 50.2569 | 0 | 0 | 0 | 0 | 1253760 | 917402 | 0 | 0 | 0 | 78.097 | 363943 | 203771 | 1085180 | 0 | 517565 | 0 | 0 | 0 | 0 | 691.906 | 0 | 0 | 0 | 0 |  | 106661 | 59719.4 | 200858 | 0 | 0 | 0 | 0 | 0 | 0 | 202.778 | 0 | 0 | 0 | 0 | 0 | 0 | 3999.04 | 0 | 5176.65 | 0 | 0 | 0 | 0 | 0 | 0 | 0 | 0 | 0 | 363941 | 569144 | 399831 | 122897 | 0 | 3.4357 | 3147.2 | 156482 | 151756 | 48541.7 | 451810 | 0 | 228372 | 327373 | 614033 | 158050
SmallHotel | 4d - Prototype-Prototype-Blend | run/Prototype Row B/datapoint_59c991be45b421004abe3ab4 | Duluth International Arpt | 5993160 | 43201.8 | 138.725 | 89 | 64.75 | 89 | 64.75 | 3607000 | 2386160 | 0 | 0 | 0 | 210.023 | 473890 | 270858 | 1085490 | 0 | 555354 | 0 | 1431390 | 452706 | 1721980 | 1497.55 | 0 | 0 | 0 | 0 |  | 138883 | 79380.6 | 201069 | 0 | 0 | 0 | 0 | 132675 | 504661 | 438.889 | 0 | 0 | 0 | 0 | 0 | 0 | 3994.87 | 0 | 5554.62 | 0 | 14316.7 | 0 | 0 | 0 | 0 | 0 | 0 | 0 | 473890 | 566252 | 399411 | 198262 | 102190 | 8446.6 | 1072.2 | 279697 | 170831 | 74929.4 | 782281 | 892415 | 98307.1 | 497127 | 185727 | 222141
| bonus - 0 ot 2 error as single step | [15 empty] | 0 | 180711.1 | 126138 | 0 | 325679 | 0 | 784610 | 86839 | 243890 | 1829.288 | 0 | 0 | 0 | 0 | 36.21% | [28 empty] | 0 | 6307 | 0 | 516 | 1931.8 | 3016.82 | 4817.6 | 2426 | 3022 | 353.9 | 261856 | 316110 | 157694 | 10339 | 9727 | 849
SmallHotel | 0 - Prototype¦1 - Prototype-NewHvac |  | Duluth International Arpt | 908080 | 0 | 21.02 | 3468 | 1736.75 | 3140.75 | 221.75 | 10940 | 897140 | 0 | 0 | 0 | 104.358 | 0% | 0% | 0% | 0% | 0.0001863% | 0% | 9.273% | 2.482% | 7.007% | 0.03119% | 0% | 0% | 0% | 0% | 18.79% | 0 | 0 | 0 | 0 | 0 | 0 | 131614 | 35149.6 | 99231 | 441.666 | 0 | 0 | 0 | 0 | 0 | 0 | 0 | 0 | 0.09 | 0 | 8973.31 | 0 | 0 | 0 | 0 | 0 | 0 | 0 | 0 | 0 | 0 | 332 | 2293.5 | 443.88 | 4129.9 | 2245 | 2767 | 227.8 | 11329 | 55035 | 156285 | 10018 | 9323 | 691
SmallHotel | 1 - Prototype-NewHvac¦2 - Prototype-NewHvacLoadsConstSch |  | Duluth International Arpt | 190230 | 0 | 4.403 | 4.5 | 20 | 4.25 | 0.25 | 179370 | 10870 | 0 | 0 | 0 | 15.877 | 0% | 3.148% | 2.197% | 0% | 5.674% | 0% | 5.863% | 0.5766% | 1.65% | 0.005614% | 0% | 0% | 0% | 0% | 19.11% | 0 | 52961.2 | 36966 | 0 | 0 | 0 | 0 | 9700 | 27756 | 94.445 | 0 | 0 | 0 | 0 | 0 | 0 | 0 | 0 | 3257.33 | 0 | 3366.1 | 0 | 0 | 0 | 0 | 0 | 0 | 0 | 0 | 6307 | 0 | 184 | 4225.3 | 2572.94 | 687.7 | 181 | 255 | 126.1 | 273185 | 261075 | 1409 | 321 | 404 | 158
SmallHotel | 2 - Prototype-NewHvacLoadsConstSch¦3b - Typical-Bar-Sliced |  | Duluth International Arpt | 109360 | 5.8 | 2.514 | 24.5 | 84.5 | 19.5 | 80.75 | 146200 | 36830 | 0 | 0 | 0 | 7.025 | 0.002243% | 0.02686% | 0.05649% | 0% | 0.5811% | 0% | 1.196% | 0.5543% | 1.935% | 0.003196% | 0% | 0% | 0% | 0% | 4.356% | 39 | 466.7 | 875 | 0 | 0 | 0 | 0 | 9633 | 33638 | 55.555 | 0 | 0 | 0 | 0 | 0 | 0 | 3.7 | 0 | 344.69 | 0 | 709.3 | 0 | 0 | 0 | 0 | 0 | 0 | 0 | 136 | 3014 | 373 | 718 | 2543.8 | 481.26 | 8938.4 | 65327 | 29478 | 23653 | 10381 | 234999 | 27584 | 50669 | 6499 | 1931
SmallHotel | 2 - Prototype-NewHvacLoadsConstSch¦4b - Typical-Bar-Blend |  | Duluth International Arpt | 43650 | 5.8 | 0.992 | 100 | 65 | 0.5 | 33 | 348850 | 392500 | 0 | 0 | 0 | 25.546 | 0.002243% | 0.02686% | 0.05649% | 0% | 0.5818% | 0% | 6.043% | 0.7582% | 5.113% | 0.01023% | 0% | 0% | 0% | 0% | 12.59% | 39 | 466.7 | 875 | 0 | 0 | 0 | 0 | 13178 | 88870 | 177.778 | 0 | 0 | 0 | 0 | 0 | 0 | 3.7 | 0 | 345.07 | 0 | 3584.4 | 0 | 0 | 0 | 0 | 0 | 0 | 0 | 118574 | 139302 | 99573 | 45292 | 48860.4 | 2355.12 | 15173 | 120276 | 63055 | 23881.7 | 42092 | 111234 | 122510 | 157933 | 39573 | 2992
SmallHotel | 2 - Prototype-NewHvacLoadsConstSch¦4c - Typical-Urban-Blend |  | Duluth International Arpt | 3759230 | 0.6 | 87.0151 | 101.25 | 73.25 | 1.75 | 41.25 | 1873850 | 1885378 | 0 | 0 | 0 | 100.027 | 1.854% | 1.131% | 0.005227% | 0% | 0.638% | 0% | 31.16% | 6.51% | 22.06% | 0.02509% | 0% | 0% | 0% | 0% | 63.39% | 32222 | 19661.2 | 211 | 0 | 0 | 0 | 0 | 113144 | 383494 | 436.111 | 0 | 0 | 0 | 0 | 0 | 0 | 4.17 | 0 | 378.44 | 0 | 18483.3 | 0 | 0 | 0 | 0 | 0 | 0 | 0 | 109949 | 2892 | 420 | 71013 | 50989.1 | 4411.0943 | 13606.2 | 126155 | 16897 | 28194.3 | 217123 | 949888 | 2856 | 156853 | 429704 | 55610
SmallHotel | 2 - Prototype-NewHvacLoadsConstSch¦4d - Prototype-Prototype-Blend |  | Duluth International Arpt | 62770 | 0 | 1.453 | 12.25 | 8.5 | 87.25 | 23.5 | 479390 | 416620 | 0 | 0 | 0 | 31.899 | 0% | 0% | 0% | 0% | 0.0008094% | 0% | 7.024% | 1.124% | 6.972% | 0.01151% | 0% | 0% | 0% | 0% | 15.13% | 0 | 0 | 0 | 0 | 0 | 0 | 0 | 19531 | 121167 | 200 | 0 | 0 | 0 | 0 | 0 | 0 | 0 | 0 | 0.47 | 0 | 4166.6 | 0 | 0 | 0 | 0 | 0 | 0 | 0 | 0 | 0 | 0 | 4352 | 51200.9 | 4032.07 | 15681.2 | 2940 | 2178 | 1806.6 | 113348 | 57473 | 127208.9 | 12901 | 1398 | 8481
LargeHotel | 4b - Typical-Bar-Blend | run/Prototype Row B/datapoint_59c9431053ff6b03c86201b8 | Duluth International Arpt | 18509800 | 122117 | 151.574 | 2.75 | 0.75 | 2.75 | 0.75 | 8038550 | 10471200 | 0 | 0 | 0 | 572.203 | 1400690 | 357573 | 4502770 | 0 | 1521400 | 0 | 6893680 | 608783 | 3218010 | 6862.2 | 0 | 0 | 0 | 0 |  | 410503 | 104794 | 717036 | 0 | 0 | 0 | 0 | 178417 | 943106 | 2011.11 | 0 | 0 | 0 | 0 | 0 | 0 | 20565.3 | 0 | 15216.9 | 0 | 68950.1 | 0 | 0 | 0 | 0 | 0 | 0 | 0 | 800396 | 890892 | 624774 | 574922 | 144121 | 2272.73 | 348.2 | 375026 | 358550 | 103766 | 646326 | 2574450 | 367607 | 640484 | 473218 | 364654
LargeHotel | 4c - Typical-Urban-Blend | run/Prototype Row B/datapoint_59c9432b53ff6b03c86201ca | Duluth International Arpt | 8744080 | 149097 | 58.6469 | 0 | 0 | 0 | 0 | 4713220 | 4030860 | 0 | 0 | 0 | 305.062 | 1516530 | 233324 | 5473060 | 0 | 1520450 | 0 | 0 | 0 | 0 | 720.341 | 0 | 0 | 0 | 0 |  | 444450 | 68380.6 | 868267 | 0 | 0 | 0 | 0 | 0 | 0 | 211.111 | 0 | 0 | 0 | 0 | 0 | 0 | 25108.9 | 0 | 15207.4 | 0 | 0 | 0 | 0 | 0 | 0 | 0 | 0 | 0 | 1516520 | 1902290 | 1334920 | 1004220 | 0 | 0 | 171.1 | 844951 | 563819 | 99944.6 | 1282990 | 0 | 913645 | 1945240 | 2320970 | 371593
| bonus - 0 ot 2 error as single step | [15 empty] | 0 | 0 | 0 | 0 | 0 | 0 | 0 | 0 | 0 | 0 | 0 | 0 | 0 | 0 | #DIV/0! | [28 empty] | 0 | 0 | 0 | 0 | 0 | 0 | 0 | 0 | 0 | 0 | 0 | 0 | 0 | 0 | 0 | 0
LargeHotel | 0 - Prototype¦1 - Prototype-NewHvac | [15 empty] | NaN% | NaN% | NaN% | NaN% | NaN% | NaN% | NaN% | NaN% | NaN% | NaN% | NaN% | NaN% | NaN% | NaN%
LargeHotel | 1 - Prototype-NewHvac¦2 - Prototype-NewHvacLoadsConstSch | [15 empty] | NaN% | NaN% | NaN% | NaN% | NaN% | NaN% | NaN% | NaN% | NaN% | NaN% | NaN% | NaN% | NaN% | NaN%
LargeHotel | 2 - Prototype-NewHvacLoadsConstSch¦3b - Typical-Bar-Sliced | [15 empty] | NaN% | NaN% | NaN% | NaN% | NaN% | NaN% | NaN% | NaN% | NaN% | NaN% | NaN% | NaN% | NaN% | NaN%
LargeHotel | 2 - Prototype-NewHvacLoadsConstSch¦4b - Typical-Bar-Blend | [15 empty] | Infinity% | Infinity% | Infinity% | NaN% | Infinity% | NaN% | Infinity% | Infinity% | Infinity% | Infinity% | NaN% | NaN% | NaN% | NaN%
LargeHotel | 2 - Prototype-NewHvacLoadsConstSch¦4c - Typical-Urban-Blend | [15 empty] | Infinity% | Infinity% | Infinity% | NaN% | Infinity% | NaN% | NaN% | NaN% | NaN% | Infinity% | NaN% | NaN% | NaN% | NaN%
LargeHotel | 2 - Prototype-NewHvacLoadsConstSch¦4d - Prototype-Prototype-Blend | [15 empty] | NaN% | NaN% | NaN% | NaN% | NaN% | NaN% | NaN% | NaN% | NaN% | NaN% | NaN% | NaN% | NaN% | NaN%
MidriseApartment | 0 - Prototype | run/Prototype Row B/datapoint_59c942e553ff6b03c862017f | Duluth International Arpt | 2580150 | 33740.7 | 76.47 | 28 | 0 | 7.75 | 0 | 1388810 | 1191340 | 0 | 0 | 0 | 117.285 | 113065 | 69020 | 490751 | 0 | 395079 | 0 | 1191340 | 72005.7 | 248887 | 0 | 0 | 0 | 0 | 0 |  | 33136.1 | 20227.8 | 143825 | 0 | 115786 | 0 | 0 | 21102.8 | 72941.7 | 0 | 0 | 0 | 0 | 0 | 0 | 0 | 0 | 0 | 0 | 0 | 11915.7 | 0 | 0 | 0 | 0 | 0 | 0 | 0 | 89715.9 | 281478 | 0 | 86374.2 | 10782.1 | 947.285 | 8431.5 | 165437 | 186511 | 61596.1 | 346938 | 394306 | 82785 | 302744 | 235531 | 179116
MidriseApartment | 1 - Prototype-NewHvac | run/Prototype Row B/datapoint_59c942ed53ff6b03c862018f | Duluth International Arpt | 2723930 | 33740.7 | 80.7314 | 18.25 | 47 | 7 | 41.25 | 1681990 | 1041940 | 0 | 0 | 0 | 123.098 | 113065 | 69020 | 490751 | 0 | 395050 | 0 | 1041940 | 101227 | 511584 | 1279.55 | 0 | 0 | 0 | 0 |  | 33136.1 | 20227.8 | 143825 | 0 | 115778 | 0 | 0 | 29666.7 | 149931 | 375 | 0 | 0 | 0 | 0 | 0 | 0 | 0 | 0 | 0 | 0 | 10421.5 | 0 | 0 | 0 | 0 | 0 | 0 | 0 | 89715.9 | 281478 | 0 | 85725.6 | 11470.7 | 1110.12 | 2671.6 | 164931 | 185394 | 61372.7 | 369114 | 379774 | 101897 | 304119 | 238358 | 180063
MidriseApartment | 2 - Prototype-NewHvacLoadsConstSch | run/Prototype Row B/datapoint_59c942f553ff6b03c862019f | Duluth International Arpt | 2895850 | 33740.7 | 85.8266 | 19.5 | 46.25 | 6 | 42.75 | 1346090 | 1549760 | 0 | 0 | 0 | 116.603 | 113065 | 209041 | 490808 | 0 | 557923 | 0 | 1002260 | 89606.6 | 431844 | 1289.03 | 0 | 0 | 0 | 0 |  | 33136.1 | 61263.9 | 143842 | 0 | 3055.56 | 0 | 0 | 26261.1 | 126561 | 377.778 | 0 | 0 | 0 | 0 | 0 | 0 | 0 | 0 | 5476.03 | 0 | 10024.5 | 0 | 0 | 0 | 0 | 0 | 0 | 0 | 89715.9 | 281480 | 0 | 85687.7 | 11541.6 | 899.979 | 2907 | 164938 | 185424 | 61373.9 | 309345 | 378900 | 98354.6 | 304004 | 238101 | 180063
MidriseApartment | 3b - Typical-Bar-Sliced | run/Prototype Row B/datapoint_59c9430753ff6b03c86201af | Duluth International Arpt | 2836320 | 33740 | 84.0641 | 22.5 | 101.25 | 8 | 95 | 1256780 | 1579550 | 0 | 0 | 0 | 78.6806 | 113103 | 209041 | 490799 | 0 | 547497 | 0 | 1032050 | 69787.8 | 372615 | 1440.68 | 0 | 0 | 0 | 0 |  | 33147.2 | 61263.9 | 143839 | 0 | 0 | 0 | 0 | 20452.8 | 109203 | 422.222 | 0 | 0 | 0 | 0 | 0 | 0 | 0 | 0 | 5476.03 | 0 | 10322.5 | 0 | 0 | 0 | 0 | 0 | 0 | 0 | 113100 | 374072 | 0 | 114871 | 10957.4 | 1243.71 | 1294.3 | 223446 | 184091 | 51818.2 | 429872 | 294923 | 105960 | 424408 | 250678 | 174727
MidriseApartment | 4b - Typical-Bar-Blend | run/Prototype Row B/datapoint_59c9431053ff6b03c86201bf | Duluth International Arpt | 2950170 | 33740 | 87.4382 | 8.25 | 36 | 8.25 | 36 | 1330910 | 1619270 | 0 | 0 | 0 | 83.5413 | 113103 | 209041 | 490799 | 0 | 547497 | 0 | 1071770 | 88336.6 | 428186 | 1450.16 | 0 | 0 | 0 | 0 |  | 33147.2 | 61263.9 | 143839 | 0 | 0 | 0 | 0 | 25888.9 | 125489 | 425 | 0 | 0 | 0 | 0 | 0 | 0 | 0 | 0 | 5476.03 | 0 | 10719.8 | 0 | 0 | 0 | 0 | 0 | 0 | 0 | 84825 | 280554 | 0 | 86386.3 | 11197.1 | 1132.9 | 461.1 | 166947 | 137501 | 52553.8 | 393985 | 311042 | 93377.6 | 316699 | 186450 | 172912
MidriseApartment | 4c - Typical-Urban-Blend | run/Prototype Row B/datapoint_59c9432b53ff6b03c86201d1 | Duluth International Arpt | 2555220 | 33687.8 | 75.85 | 0.75 | 11.75 | 0.75 | 11.75 | 1249890 | 1305330 | 0 | 0 | 0 | 79.2934 | 117198 | 161773 | 488192 | 0 | 528673 | 0 | 776660 | 99264.9 | 382492 | 966.773 | 0 | 0 | 0 | 0 |  | 34347.2 | 47411.1 | 143075 | 0 | 0 | 0 | 0 | 29091.7 | 112097 | 283.333 | 0 | 0 | 0 | 0 | 0 | 0 | 0 | 0 | 5287.75 | 0 | 7768.1 | 0 | 0 | 0 | 0 | 0 | 0 | 0 | 117199 | 371650 | 0 | 114292 | 12869.9 | 744.627 | 204.8 | 191779 | 296876 | 50853.1 | 260443 | 371571 | 100218 | 303293 | 409365 | 145052
MidriseApartment | 4d - Prototype-Prototype-Blend | run/Prototype Row B/datapoint_59c991be45b421004abe3ab2 | Duluth International Arpt | 2960900 | 33740.7 | 87.7545 | 14.5 | 36.25 | 14.5 | 36.25 | 1344590 | 1616300 | 0 | 0 | 0 | 116.372 | 113065 | 209041 | 490808 | 0 | 557923 | 0 | 1068810 | 89037.9 | 430802 | 1412.25 | 0 | 0 | 0 | 0 |  | 33136.1 | 61263.9 | 143842 | 0 | 3055.56 | 0 | 0 | 26094.4 | 126256 | 413.889 | 0 | 0 | 0 | 0 | 0 | 0 | 0 | 0 | 5476.03 | 0 | 10690.1 | 0 | 0 | 0 | 0 | 0 | 0 | 0 | 84801.9 | 280563 | 0 | 86292.2 | 11955 | 1106.73 | 180.1 | 164641 | 185129 | 61472.9 | 387764 | 377932 | 100836 | 303789 | 237962 | 179052
| bonus - 0 ot 2 error as single step | [15 empty] | 0 | 140021 | 57 | 0 | 162844 | 0 | 189080 | 17600.9 | 182957 | 1289.03 | 0 | 0 | 0 | 0 | 26.89% | [28 empty] | 0 | 2 | 0 | 686.5 | 759.5 | 47.306 | 5524.5 | 499 | 1087 | 222.2 | 37593 | 15406 | 15569.6 | 1260 | 2570 | 947
MidriseApartment | 0 - Prototype¦1 - Prototype-NewHvac |  | Duluth International Arpt | 143780 | 0 | 4.2614 | 9.75 | 47 | 0.75 | 41.25 | 293180 | 149400 | 0 | 0 | 0 | 5.813 | 0% | 0% | 0% | 0% | 0.001124% | 0% | 5.79% | 1.133% | 10.18% | 0.04959% | 0% | 0% | 0% | 0% | 17.16% | 0 | 0 | 0 | 0 | 8 | 0 | 0 | 8563.9 | 76989.3 | 375 | 0 | 0 | 0 | 0 | 0 | 0 | 0 | 0 | 0 | 0 | 1494.2 | 0 | 0 | 0 | 0 | 0 | 0 | 0 | 0 | 0 | 0 | 648.6 | 688.6 | 162.835 | 5759.9 | 506 | 1117 | 223.4 | 22176 | 14532 | 19112 | 1375 | 2827 | 947
MidriseApartment | 1 - Prototype-NewHvac¦2 - Prototype-NewHvacLoadsConstSch |  | Duluth International Arpt | 171920 | 0 | 5.0952 | 1.25 | 0.75 | 1 | 1.5 | 335900 | 507820 | 0 | 0 | 0 | 6.495 | 0% | 5.14% | 0.002093% | 0% | 5.979% | 0% | 1.457% | 0.4266% | 2.927% | 0.000348% | 0% | 0% | 0% | 0% | 15.93% | 0 | 41036.1 | 17 | 0 | 112722.44 | 0 | 0 | 3405.6 | 23370 | 2.778 | 0 | 0 | 0 | 0 | 0 | 0 | 0 | 0 | 5476.03 | 0 | 397 | 0 | 0 | 0 | 0 | 0 | 0 | 0 | 0 | 2 | 0 | 37.9 | 70.9 | 210.141 | 235.4 | 7 | 30 | 1.2 | 59769 | 874 | 3542.4 | 115 | 257 | 0
MidriseApartment | 2 - Prototype-NewHvacLoadsConstSch¦3b - Typical-Bar-Sliced |  | Duluth International Arpt | 59530 | 0.7 | 1.7625 | 3 | 55 | 2 | 52.25 | 89310 | 29790 | 0 | 0 | 0 | 37.9224 | 0.001312% | 0% | 0.0003108% | 0% | 0.36% | 0% | 1.029% | 0.6844% | 2.045% | 0.005237% | 0% | 0% | 0% | 0% | 4.125% | 11.1 | 0 | 3 | 0 | 3055.56 | 0 | 0 | 5808.3 | 17358 | 44.444 | 0 | 0 | 0 | 0 | 0 | 0 | 0 | 0 | 0 | 0 | 298 | 0 | 0 | 0 | 0 | 0 | 0 | 0 | 23384.1 | 92592 | 0 | 29183.3 | 584.2 | 343.731 | 1612.7 | 58508 | 1333 | 9555.7 | 120527 | 83977 | 7605.4 | 120404 | 12577 | 5336
MidriseApartment | 2 - Prototype-NewHvacLoadsConstSch¦4b - Typical-Bar-Blend |  | Duluth International Arpt | 54320 | 0.7 | 1.6116 | 11.25 | 10.25 | 2.25 | 6.75 | 15180 | 69510 | 0 | 0 | 0 | 33.0617 | 0.001312% | 0% | 0.0003108% | 0% | 0.36% | 0% | 2.4% | 0.04386% | 0.1263% | 0.005564% | 0% | 0% | 0% | 0% | 2.938% | 11.1 | 0 | 3 | 0 | 3055.56 | 0 | 0 | 372.2 | 1072 | 47.222 | 0 | 0 | 0 | 0 | 0 | 0 | 0 | 0 | 0 | 0 | 695.3 | 0 | 0 | 0 | 0 | 0 | 0 | 0 | 4890.9 | 926 | 0 | 698.6 | 344.5 | 232.921 | 2445.9 | 2009 | 47923 | 8820.1 | 84640 | 67858 | 4977 | 12695 | 51651 | 7151
MidriseApartment | 2 - Prototype-NewHvacLoadsConstSch¦4c - Typical-Urban-Blend |  | Duluth International Arpt | 340630 | 52.9 | 9.9766 | 18.75 | 34.5 | 5.25 | 31 | 96200 | 244430 | 0 | 0 | 0 | 37.3096 | 0.1427% | 1.632% | 0.09034% | 0% | 1.01% | 0% | 7.79% | 0.3335% | 1.704% | 0.01113% | 0% | 0% | 0% | 0% | 12.71% | 1211.1 | 13852.8 | 767 | 0 | 3055.56 | 0 | 0 | 2830.6 | 14464 | 94.445 | 0 | 0 | 0 | 0 | 0 | 0 | 0 | 0 | 188.28 | 0 | 2256.4 | 0 | 0 | 0 | 0 | 0 | 0 | 0 | 27483.1 | 90170 | 0 | 28604.3 | 1328.3 | 155.352 | 2702.2 | 26841 | 111452 | 10520.8 | 48902 | 7329 | 1863.4 | 711 | 171264 | 35011
MidriseApartment | 2 - Prototype-NewHvacLoadsConstSch¦4d - Prototype-Prototype-Blend |  | Duluth International Arpt | 65050 | 0 | 1.9279 | 5 | 10 | 8.5 | 6.5 | 1500 | 66540 | 0 | 0 | 0 | 0.231 | 0% | 0% | 0% | 0% | 0% | 0% | 2.298% | 0.01964% | 0.03598% | 0.004255% | 0% | 0% | 0% | 0% | 2.358% | 0 | 0 | 0 | 0 | 0 | 0 | 0 | 166.7 | 305 | 36.111 | 0 | 0 | 0 | 0 | 0 | 0 | 0 | 0 | 0 | 0 | 665.6 | 0 | 0 | 0 | 0 | 0 | 0 | 0 | 4914 | 917 | 0 | 604.5 | 413.4 | 206.751 | 2726.9 | 297 | 295 | 99 | 78419 | 968 | 2481.4 | 215 | 139 | 1011
HighriseApartment | 0 - Prototype | run/Prototype Row B/datapoint_59c942e553ff6b03c8620180 | Duluth International Arpt | 6505300 | 84351.2 | 77.1216 | 89.75 | 21.25 | 88.25 | 21.25 | 3203590 | 3301700 | 0 | 0 | 0 | 342.065 | 253190 | 201913 | 1078080 | 0 | 1260990 | 0 | 2749520 | 232926 | 652487 | 51115.8 | 25069.8 | 0 | 0 | 0 |  | 74202.8 | 59175 | 315953 | 0 | 0 | 0 | 207733 | 68263.9 | 191225 | 14980.6 | 7347.22 | 0 | 0 | 0 | 0 | 0 | 0 | 0 | 12612.3 | 0 | 20411 | 0 | 0 | 0 | 0 | 0 | 0 | 0 | 253187 | 931284 | 0 | 291708 | 26525.3 | 4117.02 | 10161.6 | 468267 | 909646 | 57184.6 | 1533900 | 1014120 | 96355.7 | 888539 | 1219780 | 178413
HighriseApartment | 1 - Prototype-NewHvac | run/Prototype Row B/datapoint_59c942ed53ff6b03c8620190 | Duluth International Arpt | 7105470 | 84351.2 | 84.2368 | 17.25 | 54.75 | 17.25 | 54.5 | 2932970 | 4172500 | 0 | 0 | 0 | 192.603 | 253190 | 201913 | 1078080 | 0 | 1260990 | 0 | 2911510 | 251541 | 1144170 | 4085.09 | 0 | 0 | 0 | 0 |  | 74202.8 | 59175 | 315953 | 0 | 0 | 0 | 0 | 73719.4 | 335322 | 1197.22 | 0 | 0 | 0 | 0 | 0 | 0 | 0 | 0 | 12612.3 | 0 | 29120.8 | 0 | 0 | 0 | 0 | 0 | 0 | 0 | 253187 | 931284 | 0 | 289842 | 29875.9 | 4096.26 | 10055 | 467346 | 906037 | 56926.5 | 1541740 | 992713 | 99819.5 | 890533 | 1226210 | 179007
HighriseApartment | 2 - Prototype-NewHvacLoadsConstSch | run/Prototype Row B/datapoint_59c942f553ff6b03c86201a0 | Duluth International Arpt | 7224510 | 84351.2 | 85.648 | 17.25 | 58.75 | 17 | 58.25 | 3050960 | 4173550 | 0 | 0 | 0 | 197.012 | 253190 | 248262 | 1155160 | 0 | 1310680 | 0 | 2862880 | 252138 | 1138190 | 4018.74 | 0 | 0 | 0 | 0 |  | 74202.8 | 72758.3 | 338544 | 0 | 0 | 0 | 0 | 73894.4 | 333569 | 1177.78 | 0 | 0 | 0 | 0 | 0 | 0 | 0 | 0 | 13109.3 | 0 | 28634.3 | 0 | 0 | 0 | 0 | 0 | 0 | 0 | 253187 | 923924 | 0 | 289756 | 29899.1 | 3964.17 | 129.1 | 467064 | 905146 | 57061 | 1459250 | 985619 | 117600 | 891132 | 1228570 | 178617
HighriseApartment | 3b - Typical-Bar-Sliced | run/Prototype Row B/datapoint_59c9430753ff6b03c86201b0 | Duluth International Arpt | 6622860 | 84351 | 78.5156 | 17.75 | 138.5 | 17 | 132 | 2669630 | 3953230 | 0 | 0 | 0 | 172.037 | 253257 | 248262 | 1155180 | 0 | 1234060 | 0 | 2719170 | 165877 | 842752 | 4303.09 | 0 | 0 | 0 | 0 |  | 74222.2 | 72758.3 | 338550 | 0 | 0 | 0 | 0 | 48613.9 | 246986 | 1261.11 | 0 | 0 | 0 | 0 | 0 | 0 | 0 | 0 | 12343 | 0 | 27197 | 0 | 0 | 0 | 0 | 0 | 0 | 0 | 253255 | 923913 | 0 | 290371 | 26347.2 | 3864.91 | 17593.8 | 520795 | 442910 | 42514.1 | 1438290 | 718860 | 97152.6 | 1041130 | 647067 | 171049
HighriseApartment | 4b - Typical-Bar-Blend | run/Prototype Row B/datapoint_59c9431053ff6b03c86201c0 | Duluth International Arpt | 7022260 | 84351 | 83.2506 | 23.75 | 41.25 | 23.75 | 41.25 | 2924980 | 4097280 | 0 | 0 | 0 | 187.033 | 253257 | 248262 | 1155180 | 0 | 1234050 | 0 | 2863230 | 215609 | 1048250 | 4435.78 | 0 | 0 | 0 | 0 |  | 74222.2 | 72758.3 | 338550 | 0 | 0 | 0 | 0 | 63188.9 | 307211 | 1300 | 0 | 0 | 0 | 0 | 0 | 0 | 0 | 0 | 12342.9 | 0 | 28637.8 | 0 | 0 | 0 | 0 | 0 | 0 | 0 | 75976.6 | 277174 | 0 | 88013.6 | 27079.1 | 1822.84 | 479.6 | 158564 | 134427 | 43406.7 | 658474 | 719265 | 92404.5 | 310746 | 190059 | 168666
HighriseApartment | 4c - Typical-Urban-Blend | run/Prototype Row B/datapoint_59c9432b53ff6b03c86201d2 | Duluth International Arpt | 6040200 | 84292.3 | 71.6578 | 0.5 | 20.75 | 0.5 | 20.75 | 2843920 | 3196280 | 0 | 0 | 0 | 184.19 | 278516 | 167906 | 1152530 | 0 | 1234060 | 0 | 1962220 | 263266 | 978934 | 2767.63 | 0 | 0 | 0 | 0 |  | 81625 | 49208.3 | 337772 | 0 | 0 | 0 | 0 | 77155.6 | 286897 | 811.111 | 0 | 0 | 0 | 0 | 0 | 0 | 0 | 0 | 12343 | 0 | 19626 | 0 | 0 | 0 | 0 | 0 | 0 | 0 | 278511 | 921422 | 0 | 289264 | 32557 | 2317.31 | 871.1 | 447875 | 719973 | 42203.5 | 850085 | 928325 | 101266 | 740254 | 1063620 | 140136
HighriseApartment | 4d - Prototype-Prototype-Blend | run/Prototype Row B/datapoint_59c991be45b421004abe3ab3 | Duluth International Arpt | 7342290 | 84351.2 | 87.0444 | 46.5 | 52.75 | 46.5 | 52.75 | 3086900 | 4255400 | 0 | 0 | 0 | 199.56 | 253190 | 248262 | 1155160 | 0 | 1310690 | 0 | 2944710 | 254375 | 1171670 | 4246.22 | 0 | 0 | 0 | 0 |  | 74202.8 | 72758.3 | 338544 | 0 | 0 | 0 | 0 | 74550 | 343383 | 1244.44 | 0 | 0 | 0 | 0 | 0 | 0 | 0 | 0 | 13109.4 | 0 | 29452.7 | 0 | 0 | 0 | 0 | 0 | 0 | 0 | 253187 | 923924 | 0 | 289437 | 30342.5 | 4230.73 | 136.8 | 467290 | 906863 | 57341 | 1530740 | 950949 | 116551 | 890228 | 1226440 | 177845
| bonus - 0 ot 2 error as single step | [15 empty] | 0 | 46349 | 77080 | 0 | 49690 | 0 | 113360 | 19212 | 485703 | 47097.06 | 25069.8 | 0 | 0 | 0 | 13.27% | [28 empty] | 0 | 7360 | 0 | 1952 | 3373.8 | 152.85 | 10032.5 | 1203 | 4500 | 123.6 | 74650 | 28501 | 21244.3 | 2593 | 8790 | 204
HighriseApartment | 0 - Prototype¦1 - Prototype-NewHvac |  | Duluth International Arpt | 600170 | 0 | 7.1152 | 72.5 | 33.5 | 71 | 33.25 | 270620 | 870800 | 0 | 0 | 0 | 149.462 | 0% | 0% | 0% | 0% | 0% | 0% | 2.49% | 0.2862% | 7.558% | 0.723% | 0.3854% | 0% | 0% | 0% | 11.44% | 0 | 0 | 0 | 0 | 0 | 0 | 207733 | 5455.5 | 144097 | 13783.38 | 7347.22 | 0 | 0 | 0 | 0 | 0 | 0 | 0 | 0 | 0 | 8709.8 | 0 | 0 | 0 | 0 | 0 | 0 | 0 | 0 | 0 | 0 | 1866 | 3350.6 | 20.76 | 106.6 | 921 | 3609 | 258.1 | 7840 | 21407 | 3463.8 | 1994 | 6430 | 594
HighriseApartment | 1 - Prototype-NewHvac¦2 - Prototype-NewHvacLoadsConstSch |  | Duluth International Arpt | 119040 | 0 | 1.4112 | 0 | 4 | 0.25 | 3.75 | 117990 | 1050 | 0 | 0 | 0 | 4.409 | 0% | 0.6523% | 1.085% | 0% | 0.6993% | 0% | 0.6844% | 0.008402% | 0.08416% | 0.0009338% | 0% | 0% | 0% | 0% | 3.214% | 0 | 13583.3 | 22591 | 0 | 0 | 0 | 0 | 175 | 1753 | 19.44 | 0 | 0 | 0 | 0 | 0 | 0 | 0 | 0 | 497 | 0 | 486.5 | 0 | 0 | 0 | 0 | 0 | 0 | 0 | 0 | 7360 | 0 | 86 | 23.2 | 132.09 | 9925.9 | 282 | 891 | 134.5 | 82490 | 7094 | 17780.5 | 599 | 2360 | 390
HighriseApartment | 2 - Prototype-NewHvacLoadsConstSch¦3b - Typical-Bar-Sliced |  | Duluth International Arpt | 601650 | 0.2 | 7.1324 | 0.5 | 79.75 | 0 | 73.75 | 381330 | 220320 | 0 | 0 | 0 | 24.975 | 0.0009274% | 0% | 0.0002768% | 0% | 1.061% | 0% | 1.989% | 1.194% | 4.089% | 0.003936% | 0% | 0% | 0% | 0% | 8.338% | 19.4 | 0 | 6 | 0 | 0 | 0 | 0 | 25280.5 | 86583 | 83.33 | 0 | 0 | 0 | 0 | 0 | 0 | 0 | 0 | 766.3 | 0 | 1437.3 | 0 | 0 | 0 | 0 | 0 | 0 | 0 | 68 | 11 | 0 | 615 | 3551.9 | 99.26 | 17464.7 | 53731 | 462236 | 14546.9 | 20960 | 266759 | 20447.4 | 149998 | 581503 | 7568
HighriseApartment | 2 - Prototype-NewHvacLoadsConstSch¦4b - Typical-Bar-Blend |  | Duluth International Arpt | 202250 | 0.2 | 2.3974 | 6.5 | 17.5 | 6.75 | 17 | 125980 | 76270 | 0 | 0 | 0 | 9.979 | 0.0009274% | 0% | 0.0002768% | 0% | 1.061% | 0% | 0.004845% | 0.5056% | 1.245% | 0.005773% | 0% | 0% | 0% | 0% | 2.823% | 19.4 | 0 | 6 | 0 | 0 | 0 | 0 | 10705.5 | 26358 | 122.22 | 0 | 0 | 0 | 0 | 0 | 0 | 0 | 0 | 766.4 | 0 | 3.5 | 0 | 0 | 0 | 0 | 0 | 0 | 0 | 177210.4 | 646750 | 0 | 201742.4 | 2820 | 2141.33 | 350.5 | 308500 | 770719 | 13654.3 | 800776 | 266354 | 25195.5 | 580386 | 1038511 | 9951
HighriseApartment | 2 - Prototype-NewHvacLoadsConstSch¦4c - Typical-Urban-Blend |  | Duluth International Arpt | 1184310 | 58.9 | 13.9902 | 16.75 | 38 | 16.5 | 37.5 | 207040 | 977270 | 0 | 0 | 0 | 12.822 | 0.3506% | 1.112% | 0.0364% | 0% | 1.061% | 0% | 12.47% | 0.154% | 2.204% | 0.01732% | 0% | 0% | 0% | 0% | 17.4% | 7422.2 | 23550 | 772 | 0 | 0 | 0 | 0 | 3261.2 | 46672 | 366.669 | 0 | 0 | 0 | 0 | 0 | 0 | 0 | 0 | 766.3 | 0 | 9008.3 | 0 | 0 | 0 | 0 | 0 | 0 | 0 | 25324 | 2502 | 0 | 492 | 2657.9 | 1646.86 | 742 | 19189 | 185173 | 14857.5 | 609165 | 57294 | 16334 | 150878 | 164950 | 38481
HighriseApartment | 2 - Prototype-NewHvacLoadsConstSch¦4d - Prototype-Prototype-Blend |  | Duluth International Arpt | 117780 | 0 | 1.3964 | 29.25 | 6 | 29.5 | 5.5 | 35940 | 81850 | 0 | 0 | 0 | 2.548 | 0% | 0% | 0% | 0% | 0.0001384% | 0% | 1.133% | 0.03096% | 0.4634% | 0.003149% | 0% | 0% | 0% | 0% | 1.63% | 0 | 0 | 0 | 0 | 0 | 0 | 0 | 655.6 | 9814 | 66.66 | 0 | 0 | 0 | 0 | 0 | 0 | 0 | 0 | 0.1 | 0 | 818.4 | 0 | 0 | 0 | 0 | 0 | 0 | 0 | 0 | 0 | 0 | 319 | 443.4 | 266.56 | 7.7 | 226 | 1717 | 280 | 71490 | 34670 | 1049 | 904 | 2130 | 772
StripMall | 0 - Prototype | run/Prototype Row B/datapoint_59c942e553ff6b03c862017d | Duluth International Arpt | 2742950 | 22500 | 121.909 | 1032.25 | 71 | 32.25 | 0 | 1258220 | 1484740 | 0 | 0 | 0 | 123.114 | 605560 | 136088 | 122837 | 0 | 38064.3 | 0 | 1484740 | 42500.1 | 313168 | 0 | 0 | 0 | 0 | 0 |  | 177472 | 39883.3 | 36000 | 0 | 11155.6 | 0 | 0 | 12455.6 | 91780.6 | 0 | 0 | 0 | 0 | 0 | 0 | 0 | 0 | 0 | 0 | 0 | 14850.2 | 0 | 0 | 0 | 0 | 0 | 0 | 0 | 605558 | 122834 | 0 | 75091.4 | 19520.4 | 4713.59 | 102437 | 179814 | 140466 | 193213 | 545837 | 800061 | 189616 | 313894 | 126786 | 465378
StripMall | 1 - Prototype-NewHvac | run/Prototype Row B/datapoint_59c942ed53ff6b03c862018d | Duluth International Arpt | 2807580 | 22500 | 124.781 | 1811.25 | 461.5 | 729.5 | 363.25 | 1240800 | 1566790 | 0 | 0 | 0 | 132.511 | 605560 | 136088 | 122837 | 0 | 38026.4 | 0 | 1571200 | 59162.7 | 274715 | 0 | 0 | 0 | 0 | 0 |  | 177472 | 39883.3 | 36000 | 0 | 11144.4 | 0 | 1291.67 | 17338.9 | 80511.1 | 0 | 0 | 0 | 0 | 0 | 0 | 0 | 0 | 0 | 0 | 0 | 15670.9 | 0 | 0 | 0 | 0 | 0 | 0 | 0 | 605558 | 122834 | 0 | 74216.9 | 26705 | 4695.47 | 100940 | 179304 | 139815 | 192302 | 551071 | 882695 | 209607 | 315118 | 127878 | 467473
StripMall | 2 - Prototype-NewHvacLoadsConstSch | run/Prototype Row B/datapoint_59c942f553ff6b03c862019d | Duluth International Arpt | 2521770 | 22500 | 112.079 | 1860 | 548.5 | 733.5 | 427 | 1177440 | 1344340 | 0 | 0 | 0 | 116.287 | 605560 | 180976 | 122837 | 0 | 91018.9 | 0 | 1293370 | 60205.3 | 167811 | 0 | 0 | 0 | 0 | 0 |  | 177472 | 53038.9 | 36000 | 0 | 10608.3 | 0 | 1130.56 | 17644.4 | 49180.6 | 0 | 0 | 0 | 0 | 0 | 0 | 0 | 0 | 0 | 548.323 | 0 | 12897.6 | 0 | 0 | 0 | 0 | 0 | 0 | 0 | 605558 | 122834 | 0 | 73819.3 | 30380 | 947.906 | 98094.6 | 179121 | 139568 | 192039 | 237523 | 740886 | 215270 | 315451 | 128331 | 468435
StripMall | 3b - Typical-Bar-Sliced | run/Prototype Row B/datapoint_59c9430753ff6b03c86201ad | Duluth International Arpt | 2557190 | 22497 | 113.668 | 1705.25 | 445.75 | 542.75 | 402.25 | 1178920 | 1378260 | 0 | 0 | 0 | 110.68 | 605475 | 180957 | 122818 | 0 | 44528.4 | 0 | 1337350 | 62281.1 | 203781 | 0 | 0 | 0 | 0 | 0 |  | 177447 | 53033.3 | 35994.4 | 0 | 0 | 0 | 1058.33 | 18252.8 | 59722.2 | 0 | 0 | 0 | 0 | 0 | 0 | 0 | 0 | 0 | 445.37 | 0 | 13340 | 0 | 0 | 0 | 0 | 0 | 0 | 0 | 605478 | 122818 | 0 | 73596.5 | 31783 | 947.371 | 152702 | 181347 | 110289 | 166744 | 226941 | 606731 | 253645 | 319226 | 113112 | 450150
StripMall | 4b - Typical-Bar-Blend | run/Prototype Row B/datapoint_59c9431053ff6b03c86201bd | Duluth International Arpt | 2458330 | 22497 | 109.274 | 1524.75 | 304.25 | 603.5 | 283.25 | 1123900 | 1334430 | 0 | 0 | 0 | 107.735 | 605475 | 180957 | 122818 | 0 | 44519 | 0 | 1293320 | 58679.4 | 152580 | 0 | 0 | 0 | 0 | 0 |  | 177447 | 53033.3 | 35994.4 | 0 | 0 | 0 | 997.222 | 17197.2 | 44716.7 | 0 | 0 | 0 | 0 | 0 | 0 | 0 | 0 | 0 | 445.276 | 0 | 12901.6 | 0 | 0 | 0 | 0 | 0 | 0 | 0 | 605478 | 122818 | 0 | 74125.8 | 31257.4 | 952.075 | 162929 | 180755 | 110398 | 166446 | 228262 | 645300 | 251452 | 319556 | 112613 | 448026
StripMall | 4c - Typical-Urban-Blend | run/Prototype Row B/datapoint_59c9432b53ff6b03c86201cf | Duluth International Arpt | 1485380 | 22501.1 | 66.0137 | 786.75 | 131.5 | 326.25 | 130 | 932699 | 552691 | 0 | 0 | 0 | 80.993 | 438185 | 126666 | 122837 | 0 | 40433.9 | 0 | 512257 | 59589.3 | 185412 | 0 | 0 | 0 | 0 | 0 |  | 128419 | 37122.2 | 36000 | 0 | 0 | 0 | 0 | 17463.9 | 54338.9 | 0 | 0 | 0 | 0 | 0 | 0 | 0 | 0 | 0 | 404.417 | 0 | 5123.56 | 0 | 0 | 0 | 0 | 0 | 0 | 0 | 438183 | 122840 | 0 | 73710.9 | 25198 | 526.399 | 197715 | 139503 | 242040 | 160434 | 126908 | 205507 | 283874 | 250479 | 250391 | 375334
StripMall | 4d - Prototype-Prototype-Blend | run/Prototype Row B/datapoint_59c991be45b421004abe3ab0 | Duluth International Arpt | 2433510 | 22500 | 108.156 | 1331.5 | 269.75 | 547.75 | 256.75 | 1170880 | 1262630 | 0 | 0 | 0 | 117.416 | 605560 | 180976 | 122837 | 0 | 91018.9 | 0 | 1211270 | 60745.6 | 161091 | 0 | 0 | 0 | 0 | 0 |  | 177472 | 53038.9 | 36000 | 0 | 10608.3 | 0 | 1016.67 | 17802.8 | 47211.1 | 0 | 0 | 0 | 0 | 0 | 0 | 0 | 0 | 0 | 548.323 | 0 | 12080.4 | 0 | 0 | 0 | 0 | 0 | 0 | 0 | 605558 | 122834 | 0 | 74162.7 | 30847 | 952.897 | 105403 | 179053 | 139563 | 191972 | 236578 | 707359 | 211784 | 314118 | 127484 | 467090
| bonus - 0 ot 2 error as single step | [15 empty] | 0 | 44888 | 0 | 0 | 52954.6 | 0 | 191370 | 17705.2 | 145357 | 0 | 0 | 0 | 0 | 0 | 16.49% | [28 empty] | 0 | 0 | 0 | 1272.1 | 10859.6 | 3765.684 | 4342.4 | 693 | 898 | 1174 | 308314 | 59175 | 25654 | 1557 | 1545 | 3057
StripMall | 0 - Prototype¦1 - Prototype-NewHvac |  | Duluth International Arpt | 64630 | 0 | 2.872 | 779 | 390.5 | 697.25 | 363.25 | 17420 | 82050 | 0 | 0 | 0 | 9.397 | 0% | 0% | 0% | 0% | 0.001382% | 0% | 3.152% | 0.6075% | 1.402% | 0% | 0% | 0% | 0% | 0% | 5.163% | 0 | 0 | 0 | 0 | 11.2 | 0 | 1291.67 | 4883.3 | 11269.5 | 0 | 0 | 0 | 0 | 0 | 0 | 0 | 0 | 0 | 0 | 0 | 820.7 | 0 | 0 | 0 | 0 | 0 | 0 | 0 | 0 | 0 | 0 | 874.5 | 7184.6 | 18.12 | 1497 | 510 | 651 | 911 | 5234 | 82634 | 19991 | 1224 | 1092 | 2095
StripMall | 1 - Prototype-NewHvac¦2 - Prototype-NewHvacLoadsConstSch |  | Duluth International Arpt | 285810 | 0 | 12.702 | 48.75 | 87 | 4 | 63.75 | 63360 | 222450 | 0 | 0 | 0 | 16.224 | 0% | 1.599% | 0% | 0% | 1.887% | 0% | 9.896% | 0.03714% | 3.808% | 0% | 0% | 0% | 0% | 0% | 17.23% | 0 | 13155.6 | 0 | 0 | 536.1 | 0 | 161.11 | 305.5 | 31330.5 | 0 | 0 | 0 | 0 | 0 | 0 | 0 | 0 | 0 | 548.323 | 0 | 2773.3 | 0 | 0 | 0 | 0 | 0 | 0 | 0 | 0 | 0 | 0 | 397.6 | 3675 | 3747.564 | 2845.4 | 183 | 247 | 263 | 313548 | 141809 | 5663 | 333 | 453 | 962
StripMall | 2 - Prototype-NewHvacLoadsConstSch¦3b - Typical-Bar-Sliced |  | Duluth International Arpt | 35420 | 3 | 1.589 | 154.75 | 102.75 | 190.75 | 24.75 | 1480 | 33920 | 0 | 0 | 0 | 5.607 | 0.003371% | 0.0007534% | 0.0007534% | 0% | 1.844% | 0% | 1.744% | 0.08232% | 1.426% | 0% | 0% | 0% | 0% | 0% | 5.101% | 25 | 5.6 | 5.6 | 0 | 10608.3 | 0 | 72.23 | 608.4 | 10541.6 | 0 | 0 | 0 | 0 | 0 | 0 | 0 | 0 | 0 | 102.953 | 0 | 442.4 | 0 | 0 | 0 | 0 | 0 | 0 | 0 | 80 | 16 | 0 | 222.8 | 1403 | 0.535 | 54607.4 | 2226 | 29279 | 25295 | 10582 | 134155 | 38375 | 3775 | 15219 | 18285
StripMall | 2 - Prototype-NewHvacLoadsConstSch¦4b - Typical-Bar-Blend |  | Duluth International Arpt | 63440 | 3 | 2.805 | 335.25 | 244.25 | 130 | 143.75 | 53540 | 9910 | 0 | 0 | 0 | 8.552 | 0.003371% | 0.0007534% | 0.0007534% | 0% | 1.844% | 0% | 0.001983% | 0.06051% | 0.604% | 0% | 0% | 0% | 0% | 0% | 2.515% | 25 | 5.6 | 5.6 | 0 | 10608.3 | 0 | 133.338 | 447.2 | 4463.9 | 0 | 0 | 0 | 0 | 0 | 0 | 0 | 0 | 0 | 103.047 | 0 | 4 | 0 | 0 | 0 | 0 | 0 | 0 | 0 | 80 | 16 | 0 | 306.5 | 877.4 | 4.169 | 64834.4 | 1634 | 29170 | 25593 | 9261 | 95586 | 36182 | 4105 | 15718 | 20409
StripMall | 2 - Prototype-NewHvacLoadsConstSch¦4c - Typical-Urban-Blend |  | Duluth International Arpt | 1036390 | 1.1 | 46.0653 | 1073.25 | 417 | 407.25 | 297 | 244741 | 791649 | 0 | 0 | 0 | 35.294 | 6.637% | 2.154% | 0% | 0% | 2.006% | 0% | 30.97% | 0.02443% | 0.698% | 0% | 0% | 0% | 0% | 0% | 42.49% | 49053 | 15916.7 | 0 | 0 | 10608.3 | 0 | 1130.56 | 180.5 | 5158.3 | 0 | 0 | 0 | 0 | 0 | 0 | 0 | 0 | 0 | 143.906 | 0 | 7774.04 | 0 | 0 | 0 | 0 | 0 | 0 | 0 | 167375 | 6 | 0 | 108.4 | 5182 | 421.507 | 99620.4 | 39618 | 102472 | 31605 | 110615 | 535379 | 68604 | 64972 | 122060 | 93101
StripMall | 2 - Prototype-NewHvacLoadsConstSch¦4d - Prototype-Prototype-Blend |  | Duluth International Arpt | 88260 | 0 | 3.923 | 528.5 | 278.75 | 185.75 | 170.25 | 6560 | 81710 | 0 | 0 | 0 | 1.129 | 0% | 0% | 0% | 0% | 0% | 0% | 3.256% | 0.02143% | 0.2665% | 0% | 0% | 0% | 0% | 0% | 3.544% | 0 | 0 | 0 | 0 | 0 | 0 | 113.89 | 158.4 | 1969.5 | 0 | 0 | 0 | 0 | 0 | 0 | 0 | 0 | 0 | 0 | 0 | 817.2 | 0 | 0 | 0 | 0 | 0 | 0 | 0 | 0 | 0 | 0 | 343.4 | 467 | 4.991 | 7308.4 | 68 | 5 | 67 | 945 | 33527 | 3486 | 1333 | 847 | 1345
Retail | 0 - Prototype | run/Prototype Row B/datapoint_59c942e553ff6b03c862017e | Duluth International Arpt | 2610290 | 24692.3 | 105.713 | 650 | 102.25 | 0 | 0 | 1346440 | 1263840 | 0 | 0 | 0 | 105.895 | 470942 | 108866 | 187308 | 0 | 56006.5 | 0 | 1207830 | 52869.2 | 526465 | 0 | 0 | 0 | 0 | 0 |  | 138019 | 31905.6 | 54894.4 | 0 | 0 | 0 | 0 | 15494.4 | 154292 | 0 | 0 | 0 | 0 | 0 | 0 | 0 | 0 | 0 | 560.173 | 0 | 12080.6 | 0 | 0 | 0 | 0 | 0 | 0 | 0 | 470940 | 187303 | 0 | 236920 | 20077.8 | 276.609 | 64790.5 | 343296 | 124982 | 225754 | 379024 | 480390 | 229154 | 537714 | 80666 | 528108
Retail | 1 - Prototype-NewHvac | run/Prototype Row B/datapoint_59c942ed53ff6b03c862018e | Duluth International Arpt | 2777190 | 24692.3 | 112.472 | 1074.5 | 209.75 | 182.5 | 43.25 | 1321120 | 1456070 | 0 | 0 | 0 | 122.225 | 470942 | 108866 | 187308 | 0 | 56006.5 | 0 | 1405380 | 78431.9 | 470269 | 0 | 0 | 0 | 0 | 0 |  | 138019 | 31905.6 | 54894.4 | 0 | 0 | 0 | 1558.33 | 22986.1 | 137822 | 0 | 0 | 0 | 0 | 0 | 0 | 0 | 0 | 0 | 560.173 | 0 | 14003.3 | 0 | 0 | 0 | 0 | 0 | 0 | 0 | 470940 | 187303 | 0 | 234952 | 29972 | 271.036 | 65173.8 | 342506 | 124135 | 225094 | 394891 | 565819 | 244706 | 538937 | 82010.8 | 529617
Retail | 2 - Prototype-NewHvacLoadsConstSch | run/Prototype Row B/datapoint_59c942f553ff6b03c862019e | Duluth International Arpt | 2540100 | 24692.3 | 102.87 | 1105.25 | 185.5 | 178 | 44.5 | 1142430 | 1397680 | 0 | 0 | 0 | 113.523 | 470942 | 115975 | 187308 | 0 | 55599 | 0 | 1347120 | 69626.6 | 293539 | 0 | 0 | 0 | 0 | 0 |  | 138019 | 33988.9 | 54894.4 | 0 | 0 | 0 | 1477.78 | 20405.6 | 86027.8 | 0 | 0 | 0 | 0 | 0 | 0 | 0 | 0 | 0 | 556.097 | 0 | 13423.4 | 0 | 0 | 0 | 0 | 0 | 0 | 0 | 470940 | 187303 | 0 | 235695 | 29025.7 | 968.998 | 66646 | 342888 | 124765 | 225446 | 250360 | 657496 | 238722 | 538045 | 80742.7 | 528857
Retail | 3b - Typical-Bar-Sliced | run/Prototype Row B/datapoint_59c9430753ff6b03c86201ae | Duluth International Arpt | 2562090 | 24692 | 103.762 | 1330.5 | 211.5 | 243.75 | 48.5 | 1076070 | 1486030 | 0 | 0 | 0 | 108.136 | 470942 | 115965 | 187270 | 0 | 0 | 0 | 1491340 | 68309.2 | 228253 | 0 | 0 | 0 | 0 | 0 |  | 138019 | 33986.1 | 54883.3 | 0 | 0 | 0 | 1558.33 | 20019.4 | 66894.4 | 0 | 0 | 0 | 0 | 0 | 0 | 0 | 0 | 0 | 0 | 0 | 14863.1 | 0 | 0 | 0 | 0 | 0 | 0 | 0 | 470938 | 187273 | 0 | 236280 | 26548.7 | 989.376 | 114178 | 343593 | 72942.2 | 176763 | 244642 | 596312 | 249649 | 536819 | 74042.1 | 495171
Retail | 4b - Typical-Bar-Blend | run/Prototype Row B/datapoint_59c9431053ff6b03c86201be | Duluth International Arpt | 2586900 | 24692 | 104.767 | 1343.5 | 88.25 | 206.25 | 28.75 | 1091140 | 1495760 | 0 | 0 | 0 | 107.206 | 470942 | 115965 | 187270 | 0 | 0 | 0 | 1500820 | 65930.2 | 245968 | 0 | 0 | 0 | 0 | 0 |  | 138019 | 33986.1 | 54883.3 | 0 | 0 | 0 | 1483.33 | 19322.2 | 72086.1 | 0 | 0 | 0 | 0 | 0 | 0 | 0 | 0 | 0 | 0 | 0 | 14960.5 | 0 | 0 | 0 | 0 | 0 | 0 | 0 | 470938 | 187273 | 0 | 236138 | 28487.1 | 994.842 | 137414 | 342664 | 73138.4 | 175962 | 246275 | 736016 | 253063 | 536759 | 73159.1 | 491677
Retail | 4c - Typical-Urban-Blend | run/Prototype Row B/datapoint_59c9432b53ff6b03c86201d0 | Duluth International Arpt | 1683210 | 24686.4 | 68.1837 | 664 | 28.5 | 88.25 | 19.25 | 977389 | 705820 | 0 | 0 | 0 | 87.9802 | 388216 | 75313.5 | 187232 | 0 | 0 | 0 | 705839 | 77834.7 | 248764 | 0 | 0 | 0 | 0 | 0 |  | 113775 | 22072.2 | 54872.2 | 0 | 0 | 0 | 5.5556 | 22811.1 | 72905.6 | 0 | 0 | 0 | 0 | 0 | 0 | 0 | 0 | 0 | 0 | 0 | 7059.57 | 0 | 0 | 0 | 0 | 0 | 0 | 0 | 388217 | 187231 | 0 | 233733 | 24165.3 | 554.147 | 169600 | 264096 | 249315 | 169481 | 137234 | 283706 | 321013 | 384582 | 254730 | 413822
Retail | 4d - Prototype-Prototype-Blend | run/Prototype Row B/datapoint_59c991be45b421004abe3ab1 | Duluth International Arpt | 2543860 | 24692.3 | 103.022 | 863.25 | 106.5 | 147 | 24.75 | 1136180 | 1407680 | 0 | 0 | 0 | 113.63 | 470942 | 115975 | 187308 | 0 | 55599 | 0 | 1356570 | 69854.1 | 287615 | 0 | 0 | 0 | 0 | 0 |  | 138019 | 33988.9 | 54894.4 | 0 | 0 | 0 | 1316.67 | 20472.2 | 84291.7 | 0 | 0 | 0 | 0 | 0 | 0 | 0 | 0 | 0 | 556.097 | 0 | 13523.4 | 0 | 0 | 0 | 0 | 0 | 0 | 0 | 470940 | 187303 | 0 | 235800 | 28741.4 | 988.944 | 72746.8 | 342832 | 124980 | 225478 | 251164 | 738509 | 237432 | 537777 | 80474 | 528019
| bonus - 0 ot 2 error as single step | [15 empty] | 0 | 7109 | 0 | 0 | 407.5 | 0 | 139290 | 16757.4 | 232926 | 0 | 0 | 0 | 0 | 0 | 15.19% | [28 empty] | 0 | 0 | 0 | 1225 | 8947.9 | 692.389 | 1855.5 | 408 | 217 | 308 | 128664 | 177106 | 9568 | 331 | 76.7 | 749
Retail | 0 - Prototype¦1 - Prototype-NewHvac |  | Duluth International Arpt | 166900 | 0 | 6.759 | 424.5 | 107.5 | 182.5 | 43.25 | 25320 | 192230 | 0 | 0 | 0 | 16.33 | 0% | 0% | 0% | 0% | 0% | 0% | 7.568% | 0.9793% | 2.153% | 0% | 0% | 0% | 0% | 0% | 10.7% | 0 | 0 | 0 | 0 | 0 | 0 | 1558.33 | 7491.7 | 16470 | 0 | 0 | 0 | 0 | 0 | 0 | 0 | 0 | 0 | 0 | 0 | 1922.7 | 0 | 0 | 0 | 0 | 0 | 0 | 0 | 0 | 0 | 0 | 1968 | 9894.2 | 5.573 | 383.3 | 790 | 847 | 660 | 15867 | 85429 | 15552 | 1223 | 1344.8 | 1509
Retail | 1 - Prototype-NewHvac¦2 - Prototype-NewHvacLoadsConstSch |  | Duluth International Arpt | 237090 | 0 | 9.602 | 30.75 | 24.25 | 4.5 | 1.25 | 178690 | 58390 | 0 | 0 | 0 | 8.702 | 0% | 0.256% | 0% | 0% | 0.01467% | 0% | 2.098% | 0.3171% | 6.364% | 0% | 0% | 0% | 0% | 0% | 9.049% | 0 | 2083.3 | 0 | 0 | 0 | 0 | 80.55 | 2580.5 | 51794.2 | 0 | 0 | 0 | 0 | 0 | 0 | 0 | 0 | 0 | 4.076 | 0 | 579.9 | 0 | 0 | 0 | 0 | 0 | 0 | 0 | 0 | 0 | 0 | 743 | 946.3 | 697.962 | 1472.2 | 382 | 630 | 352 | 144531 | 91677 | 5984 | 892 | 1268.1 | 760
Retail | 2 - Prototype-NewHvacLoadsConstSch¦3b - Typical-Bar-Sliced |  | Duluth International Arpt | 21990 | 0.3 | 0.892 | 225.25 | 26 | 65.75 | 4 | 66360 | 88350 | 0 | 0 | 0 | 5.387 | 0% | 0.0003937% | 0.001496% | 0% | 2.189% | 0% | 5.678% | 0.05186% | 2.57% | 0% | 0% | 0% | 0% | 0% | 10.49% | 0 | 2.8 | 11.1 | 0 | 0 | 0 | 80.55 | 386.2 | 19133.4 | 0 | 0 | 0 | 0 | 0 | 0 | 0 | 0 | 0 | 556.097 | 0 | 1439.7 | 0 | 0 | 0 | 0 | 0 | 0 | 0 | 2 | 30 | 0 | 585 | 2477 | 20.378 | 47532 | 705 | 51822.8 | 48683 | 5718 | 61184 | 10927 | 1226 | 6700.6 | 33686
Retail | 2 - Prototype-NewHvacLoadsConstSch¦4b - Typical-Bar-Blend |  | Duluth International Arpt | 46800 | 0.3 | 1.897 | 238.25 | 97.25 | 28.25 | 15.75 | 51290 | 98080 | 0 | 0 | 0 | 6.317 | 0% | 0.0003937% | 0.001496% | 0% | 2.189% | 0% | 6.051% | 0.1455% | 1.873% | 0% | 0% | 0% | 0% | 0% | 10.26% | 0 | 2.8 | 11.1 | 0 | 0 | 0 | 5.55 | 1083.4 | 13941.7 | 0 | 0 | 0 | 0 | 0 | 0 | 0 | 0 | 0 | 556.097 | 0 | 1537.1 | 0 | 0 | 0 | 0 | 0 | 0 | 0 | 2 | 30 | 0 | 443 | 538.6 | 25.844 | 70768 | 224 | 51626.6 | 49484 | 4085 | 78520 | 14341 | 1286 | 7583.6 | 37180
Retail | 2 - Prototype-NewHvacLoadsConstSch¦4c - Typical-Urban-Blend |  | Duluth International Arpt | 856890 | 5.9 | 34.6863 | 441.25 | 157 | 89.75 | 25.25 | 165041 | 691860 | 0 | 0 | 0 | 25.5428 | 3.257% | 1.601% | 0.002992% | 0% | 2.189% | 0% | 25.25% | 0.3231% | 1.763% | 0% | 0% | 0% | 0% | 0% | 34.38% | 24244 | 11916.7 | 22.2 | 0 | 0 | 0 | 1472.2244 | 2405.5 | 13122.2 | 0 | 0 | 0 | 0 | 0 | 0 | 0 | 0 | 0 | 556.097 | 0 | 6363.83 | 0 | 0 | 0 | 0 | 0 | 0 | 0 | 82723 | 72 | 0 | 1962 | 4860.4 | 414.851 | 102954 | 78792 | 124550 | 55965 | 113126 | 373790 | 82291 | 153463 | 173987.3 | 115035
Retail | 2 - Prototype-NewHvacLoadsConstSch¦4d - Prototype-Prototype-Blend |  | Duluth International Arpt | 3760 | 0 | 0.152 | 242 | 79 | 31 | 19.75 | 6250 | 10000 | 0 | 0 | 0 | 0.107 | 0% | 0% | 0% | 0% | 0% | 0% | 0.372% | 0.008956% | 0.2332% | 0% | 0% | 0% | 0% | 0% | 0.6142% | 0 | 0 | 0 | 0 | 0 | 0 | 161.11 | 66.6 | 1736.1 | 0 | 0 | 0 | 0 | 0 | 0 | 0 | 0 | 0 | 0 | 0 | 100 | 0 | 0 | 0 | 0 | 0 | 0 | 0 | 0 | 0 | 0 | 105 | 284.3 | 19.946 | 6100.8 | 56 | 215 | 32 | 804 | 81013 | 1290 | 268 | 268.7 | 838
Hospital | 0 - Prototype | run/Prototype Row B/datapoint_59c942e553ff6b03c8620177 | Duluth International Arpt | 38358600 | 241501 | 158.834 | 2212 | 3.25 | 334.75 | 3.25 | 22675300 | 15683300 | 0 | 0 | 0 | 1268.05 | 3795000 | 2669340 | 9983920 | 0 | 1424060 | 102914 | 11757600 | 1531620 | 3785880 | 659586 | 295112 | 2353550 | 0 | 0 |  | 1112210 | 782306 | 2170860 | 0 | 594.444 | 30161.1 | 21377.8 | 448872 | 1109530 | 193306 | 86488.9 | 689758 | 0 | 0 | 0 | 0 | 25771.2 | 0 | 14223 | 0 | 116870 | 0 | 0 | 0 | 0 | 0 | 0 | 0 | 3364730 | 6408180 | 2576620 | 520723 | 518190 | 1957.16 | 884.3 | 890866 | 380068 | 306611 | 253648 | 4244900 | 544679 | 1460930 | 397410 | 790151
Hospital | 1 - Prototype-NewHvac | run/Prototype Row B/datapoint_59c942ed53ff6b03c8620187 | Duluth International Arpt | 31537500 | 241501 | 130.59 | 1023.75 | 2068 | 729 | 1169 | 20636900 | 10900700 | 0 | 0 | 0 | 1340.73 | 3795000 | 2669340 | 9983920 | 0 | 1424330 | 0 | 6901750 | 3195280 | 3008780 | 459435 | 99672.4 | 0 | 0 | 0 |  | 1112210 | 782306 | 2170860 | 0 | 594.444 | 0 | 0 | 936444 | 881786 | 134647 | 29211.1 | 0 | 0 | 0 | 0 | 0 | 25771.2 | 0 | 14225.8 | 0 | 69030.8 | 0 | 0 | 0 | 0 | 0 | 0 | 0 | 3364730 | 6408180 | 2576620 | 505004 | 278671 | 1416.62 | 349.2 | 883020 | 379043 | 292376 | 262249 | 827123 | 755706 | 1480650 | 396637 | 836132
Hospital | 2 - Prototype-NewHvacLoadsConstSch | run/Prototype Row B/datapoint_59c942f553ff6b03c8620197 | Duluth International Arpt | 32052400 | 241501 | 132.722 | 1288.5 | 2067.5 | 959.5 | 1047.5 | 20036300 | 12016100 | 0 | 0 | 0 | 1284.6 | 3795000 | 462866 | 11478000 | 0 | 919041 | 0 | 8522450 | 3260760 | 3043380 | 471548 | 99321.8 | 0 | 0 | 0 |  | 1112210 | 135653 | 2608740 | 0 | 594.444 | 0 | 0 | 955633 | 891928 | 138197 | 29108.3 | 0 | 0 | 0 | 0 | 0 | 25771.2 | 0 | 9171.9 | 0 | 85240.9 | 0 | 0 | 0 | 0 | 0 | 0 | 0 | 3364730 | 6408800 | 2576620 | 506955 | 248276 | 5649.45 | 348.7 | 882247 | 380034 | 293171 | 1040810 | 1516110 | 755977 | 1482360 | 393955 | 833701
Hospital | 3b - Typical-Bar-Sliced | run/Prototype Row B/datapoint_59c9430753ff6b03c86201a7 | Duluth International Arpt | 35034800 | 241501 | 145.071 | 1646.25 | 2402.5 | 1136.25 | 1444 | 20490900 | 14543900 | 0 | 0 | 0 | 1347.86 | 3920040 | 456611 | 12483200 | 0 | 970631 | 0 | 10481700 | 3078360 | 3064040 | 497907 | 82261 | 0 | 0 | 0 |  | 1148850 | 133819 | 2752440 | 0 | 0 | 0 | 0 | 902178 | 897981 | 145922 | 24108.3 | 0 | 0 | 0 | 0 | 0 | 30920.9 | 0 | 9708.18 | 0 | 104838 | 0 | 0 | 0 | 0 | 0 | 0 | 0 | 3920040 | 7840280 | 3091500 | 735839 | 313476 | 6397.06 | 1221.7 | 1300840 | 682536 | 214251 | 1682050 | 1450360 | 1379030 | 2286320 | 904065 | 838956
Hospital | 4b - Typical-Bar-Blend | run/Prototype Row B/datapoint_59c9431053ff6b03c86201b7 | Duluth International Arpt | 28908900 | 241501 | 119.705 | 595.5 | 1050.25 | 595.5 | 1050.25 | 18867000 | 10041900 | 0 | 0 | 0 | 1356.57 | 3920040 | 456611 | 12483200 | 0 | 970631 | 0 | 5979770 | 2801280 | 1567190 | 601788 | 128410 | 0 | 0 | 0 |  | 1148850 | 133819 | 2752440 | 0 | 0 | 0 | 0 | 820975 | 459297 | 176367 | 37633.3 | 0 | 0 | 0 | 0 | 0 | 30920.9 | 0 | 9708.18 | 0 | 59809.2 | 0 | 0 | 0 | 0 | 0 | 0 | 0 | 2613360 | 5226850 | 2061000 | 468450 | 377888 | 3852.97 | 320.6 | 674309 | 347627 | 225011 | 1078610 | 902307 | 1509520 | 1160400 | 441227 | 876418
Hospital | 4d - Prototype-Prototype-Blend | run/Prototype Row B/datapoint_59c991be45b421004abe3aaa | Duluth International Arpt | 29309500 | 241501 | 121.364 | 745.25 | 1246.75 | 745.25 | 1246.75 | 17939300 | 11370200 | 0 | 0 | 0 | 1285.51 | 3795000 | 462866 | 11478000 | 0 | 919032 | 0 | 7876620 | 2700610 | 1386640 | 571354 | 119397 | 0 | 0 | 0 |  | 1112210 | 135653 | 2608740 | 0 | 594.444 | 0 | 0 | 791469 | 406383 | 167447 | 34991.7 | 0 | 0 | 0 | 0 | 0 | 25771.2 | 0 | 9171.81 | 0 | 78781.4 | 0 | 0 | 0 | 0 | 0 | 0 | 0 | 3364350 | 6567250 | 2284230 | 600966 | 381465 | 5213.32 | 170.1 | 875437 | 369486 | 300332 | 1478490 | 1421600 | 1173487 | 1487560 | 407163 | 799888
| bonus - 0 ot 2 error as single step | [15 empty] | 0 | 2206474 | 1494080 | 0 | 505019 | 102914 | 3235150 | 1729140 | 742500 | 188038 | 195790.2 | 2353550 | 0 | 0 | 33.25% | [28 empty] | 0 | 620 | 0 | 13768 | 269914 | 3692.29 | 535.6 | 8619 | 34 | 13440 | 787162 | 2728790 | 211298 | 21430 | 3455 | 43550
Hospital | 0 - Prototype¦1 - Prototype-NewHvac |  | Duluth International Arpt | 6821100 | 0 | 28.244 | 1188.25 | 2064.75 | 394.25 | 1165.75 | 2038400 | 4782600 | 0 | 0 | 0 | 72.68 | 0% | 0% | 0% | 0% | 0.0007039% | 0.2683% | 12.66% | 4.337% | 2.026% | 0.5218% | 0.5095% | 6.136% | 0% | 0% | 26.46% | 0 | 0 | 0 | 0 | 0 | 30161.1 | 21377.8 | 487572 | 227744 | 58659 | 57277.8 | 689758 | 0 | 0 | 0 | 0 | 0 | 0 | 2.8 | 0 | 47839.2 | 0 | 0 | 0 | 0 | 0 | 0 | 0 | 0 | 0 | 0 | 15719 | 239519 | 540.54 | 535.1 | 7846 | 1025 | 14235 | 8601 | 3417777 | 211027 | 19720 | 773 | 45981
Hospital | 1 - Prototype-NewHvac¦2 - Prototype-NewHvacLoadsConstSch |  | Duluth International Arpt | 514900 | 0 | 2.132 | 264.75 | 0.5 | 230.5 | 121.5 | 600600 | 1115400 | 0 | 0 | 0 | 56.13 | 0% | 6.996% | 4.737% | 0% | 1.602% | 0% | 5.139% | 0.2076% | 0.1097% | 0.03841% | 0.001112% | 0% | 0% | 0% | 18.83% | 0 | 646653 | 437880 | 0 | 0 | 0 | 0 | 19189 | 10142 | 3550 | 102.8 | 0 | 0 | 0 | 0 | 0 | 0 | 0 | 5053.9 | 0 | 16210.1 | 0 | 0 | 0 | 0 | 0 | 0 | 0 | 0 | 620 | 0 | 1951 | 30395 | 4232.83 | 0.5 | 773 | 991 | 795 | 778561 | 688987 | 271 | 1710 | 2682 | 2431
Hospital | 2 - Prototype-NewHvacLoadsConstSch¦3b - Typical-Bar-Sliced |  | Duluth International Arpt | 2982400 | 0 | 12.349 | 357.75 | 335 | 176.75 | 396.5 | 454600 | 2527800 | 0 | 0 | 0 | 63.26 | 0.3901% | 0.01951% | 3.136% | 0% | 0.161% | 0% | 6.113% | 0.5691% | 0.06446% | 0.08224% | 0.05323% | 0% | 0% | 0% | 10.59% | 36640 | 1834 | 143700 | 0 | 594.444 | 0 | 0 | 53455 | 6053 | 7725 | 5000 | 0 | 0 | 0 | 0 | 0 | 5149.7 | 0 | 536.28 | 0 | 19597.1 | 0 | 0 | 0 | 0 | 0 | 0 | 0 | 555310 | 1431480 | 514880 | 228884 | 65200 | 747.61 | 873 | 418593 | 302502 | 78920 | 641240 | 65750 | 623053 | 803960 | 510110 | 5255
Hospital | 2 - Prototype-NewHvacLoadsConstSch¦4b - Typical-Bar-Blend |  | Duluth International Arpt | 3143500 | 0 | 13.017 | 693 | 1017.25 | 364 | 2.75 | 1169300 | 1974200 | 0 | 0 | 0 | 71.97 | 0.3901% | 0.01951% | 3.136% | 0% | 0.161% | 0% | 7.933% | 1.434% | 4.606% | 0.4063% | 0.09075% | 0% | 0% | 0% | 18.18% | 36640 | 1834 | 143700 | 0 | 594.444 | 0 | 0 | 134658 | 432631 | 38170 | 8525 | 0 | 0 | 0 | 0 | 0 | 5149.7 | 0 | 536.28 | 0 | 25431.7 | 0 | 0 | 0 | 0 | 0 | 0 | 0 | 751370 | 1181950 | 515620 | 38505 | 129612 | 1796.48 | 28.1 | 207938 | 32407 | 68160 | 37800 | 613803 | 753543 | 321960 | 47272 | 42717
Hospital | 2 - Prototype-NewHvacLoadsConstSch¦4c - Typical-Urban-Blend |  | Duluth International Arpt | 32052400 | 241501 | 132.722 | 1288.5 | 2067.5 | 959.5 | 1047.5 | 20036300 | 12016100 | 0 | 0 | 0 | 1284.6 | 11.84% | 1.444% | 35.81% | 0% | 2.867% | 0% | 26.59% | 10.17% | 9.495% | 1.471% | 0.3099% | 0% | 0% | 0% | 100% | 1112210 | 135653 | 2608740 | 0 | 594.444 | 0 | 0 | 955633 | 891928 | 138197 | 29108.3 | 0 | 0 | 0 | 0 | 0 | 25771.2 | 0 | 9171.9 | 0 | 85240.9 | 0 | 0 | 0 | 0 | 0 | 0 | 0 | 3364730 | 6408800 | 2576620 | 506955 | 248276 | 5649.45 | 348.7 | 882247 | 380034 | 293171 | 1040810 | 1516110 | 755977 | 1482360 | 393955 | 833701
Hospital | 2 - Prototype-NewHvacLoadsConstSch¦4d - Prototype-Prototype-Blend |  | Duluth International Arpt | 2742900 | 0 | 11.358 | 543.25 | 820.75 | 214.25 | 199.25 | 2097000 | 645900 | 0 | 0 | 0 | 0.91 | 0% | 0% | 0% | 0% | 2.8079e-07 | 0% | 2.015% | 1.748% | 5.169% | 0.3114% | 0.06263% | 0% | 0% | 0% | 9.305% | 0 | 0 | 0 | 0 | 0 | 0 | 0 | 164164 | 485545 | 29250 | 5883.4 | 0 | 0 | 0 | 0 | 0 | 0 | 0 | 0.09 | 0 | 6459.5 | 0 | 0 | 0 | 0 | 0 | 0 | 0 | 380 | 158450 | 292390 | 94011 | 133189 | 436.13 | 178.6 | 6810 | 10548 | 7161 | 437680 | 94510 | 417510 | 5200 | 13208 | 33813
Outpatient | 0 - Prototype | run/Prototype Row B/datapoint_59c942e553ff6b03c862017b | Duluth International Arpt | 7718420 | 40946 | 188.502 | 7158.25 | 582 | 3544 | 337.25 | 5613480 | 2104940 | 0 | 0 | 0 | 420.901 | 593997 | 214728 | 1967840 | 0 | 146049 | 0 | 2879260 | 499481 | 1016540 | 25884.9 | 0 | 374634 | 0 | 0 |  | 174083 | 62930.6 | 523778 | 0 | 0 | 0 | 322672 | 146383 | 297919 | 7586.11 | 0 | 109794 | 0 | 0 | 0 | 0 | 1806.7 | 0 | 1460.77 | 0 | 17786 | 0 | 0 | 0 | 0 | 0 | 0 | 0 | 593995 | 1165370 | 90316.8 | 419514 | 170131 | 1639.97 | 51483.8 | 214843 | 271956 | 111428 | 111665 | 930377 | 79626.6 | 374789 | 271730 | 292826
Outpatient | 1 - Prototype-NewHvac | run/Prototype Row B/datapoint_59c942ed53ff6b03c862018b | Duluth International Arpt | 6196180 | 40946 | 151.326 | 4083.75 | 4209.25 | 452.25 | 2154.75 | 3851240 | 2344950 | 0 | 0 | 0 | 301.678 | 593997 | 214728 | 1967840 | 0 | 146040 | 0 | 2051590 | 365251 | 856666 | 75.8254 | 0 | 0 | 0 | 0 |  | 174083 | 62930.6 | 523778 | 0 | 0 | 0 | 9761.11 | 107044 | 251064 | 22.2222 | 0 | 0 | 0 | 0 | 0 | 0 | 1806.7 | 0 | 1460.68 | 0 | 20186.7 | 0 | 0 | 0 | 0 | 0 | 0 | 0 | 593995 | 1165370 | 90316.8 | 405908 | 124632 | 1239.1 | 19145 | 212256 | 263165 | 107911 | 122395 | 355064 | 125528 | 383914 | 287899 | 302172
Outpatient | 2 - Prototype-NewHvacLoadsConstSch | run/Prototype Row B/datapoint_59c942f553ff6b03c862019b | Duluth International Arpt | 6059390 | 40946 | 147.985 | 2581 | 3929 | 612 | 2061.25 | 3731500 | 2327890 | 0 | 0 | 0 | 291.326 | 592187 | 238272 | 1862680 | 0 | 180171 | 0 | 2009540 | 356303 | 820165 | 75.8254 | 0 | 0 | 0 | 0 |  | 173553 | 69830.6 | 492958 | 0 | 0 | 0 | 12444.4 | 104422 | 240367 | 22.2222 | 0 | 0 | 0 | 0 | 0 | 0 | 1806.7 | 0 | 1802.05 | 0 | 19674.6 | 0 | 0 | 0 | 0 | 0 | 0 | 0 | 592184 | 1128650 | 90316.8 | 405807 | 114524 | 2710.82 | 18368.6 | 213214 | 263795 | 108185 | 337166 | 540783 | 118644 | 381297 | 285437 | 300611
Outpatient | 3b - Typical-Bar-Sliced | run/Prototype Row B/datapoint_59c9430753ff6b03c86201ab | Duluth International Arpt | 6284010 | 40946 | 153.471 | 2833 | 3880 | 600.75 | 1528.75 | 3728290 | 2555720 | 0 | 0 | 0 | 298.26 | 600253 | 233969 | 1907750 | 0 | 144504 | 0 | 2240330 | 364170 | 792953 | 85.3035 | 0 | 0 | 0 | 0 |  | 175917 | 68569.4 | 501314 | 0 | 0 | 0 | 7708.33 | 106728 | 232392 | 25 | 0 | 0 | 0 | 0 | 0 | 0 | 1972.31 | 0 | 1445.32 | 0 | 22144.5 | 0 | 0 | 0 | 0 | 0 | 0 | 0 | 600253 | 1204500 | 98596.2 | 442836 | 122492 | 2964.29 | 10761.6 | 216007 | 262119 | 89411.8 | 359470 | 549286 | 170166 | 396498 | 301769 | 271667
Outpatient | 4b - Typical-Bar-Blend | run/Prototype Row B/datapoint_59c9431053ff6b03c86201bb | Duluth International Arpt | 5342090 | 40946 | 130.467 | 1417.25 | 1889 | 1059 | 1510 | 3465740 | 1876350 | 0 | 0 | 0 | 273.491 | 600253 | 233969 | 1907750 | 0 | 144476 | 0 | 1535370 | 293653 | 626536 | 85.3035 | 0 | 0 | 0 | 0 |  | 175917 | 68569.4 | 501314 | 0 | 0 | 0 | 200 | 86061.1 | 183619 | 25 | 0 | 0 | 0 | 0 | 0 | 0 | 1972.31 | 0 | 1445.04 | 0 | 15349.8 | 0 | 0 | 0 | 0 | 0 | 0 | 0 | 600253 | 1204500 | 98596.2 | 437904 | 97537.9 | 3006.63 | 6373.7 | 213543 | 258970 | 86751.9 | 399381 | 532454 | 209852 | 401056 | 307765 | 276935
Outpatient | 4c - Typical-Urban-Blend | run/Prototype Row B/datapoint_59c9432b53ff6b03c86201cd | Duluth International Arpt | 4792060 | 44345.2 | 108.063 | 712 | 941.5 | 535.75 | 730.25 | 3792710 | 999350 | 0 | 0 | 0 | 275.984 | 529119 | 147708 | 2066120 | 0 | 142078 | 0 | 643738 | 423797 | 839425 | 85.3035 | 0 | 0 | 0 | 0 |  | 155069 | 43288.9 | 542931 | 0 | 0 | 0 | 8.3333 | 124203 | 246011 | 25 | 0 | 0 | 0 | 0 | 0 | 0 | 2136.03 | 0 | 1421.05 | 0 | 6438.34 | 0 | 0 | 0 | 0 | 0 | 0 | 0 | 529123 | 1304490 | 106781 | 470024 | 85977.2 | 1775.64 | 15566.1 | 184178 | 312354 | 92387 | 238306 | 188456 | 225693 | 362499 | 401531 | 252286
Outpatient | 4d - Prototype-Prototype-Blend | run/Prototype Row B/datapoint_59c991be45b421004abe3aae | Duluth International Arpt | 6017450 | 40946 | 146.961 | 1193.25 | 1123.25 | 868.25 | 886.75 | 3613760 | 2403680 | 0 | 0 | 0 | 286.533 | 592187 | 238272 | 1862680 | 0 | 180152 | 0 | 2058870 | 304316 | 780907 | 75.8254 | 0 | 0 | 0 | 0 |  | 173553 | 69830.6 | 492958 | 0 | 0 | 0 | 4680.56 | 89186.1 | 228861 | 22.2222 | 0 | 0 | 0 | 0 | 0 | 0 | 1806.7 | 0 | 1801.86 | 0 | 20432.9 | 0 | 0 | 0 | 0 | 0 | 0 | 0
| bonus - 0 ot 2 error as single step | [15 empty] | 1810 | 23544 | 105160 | 0 | 34122 | 0 | 869720 | 143178 | 196375 | 25809.0746 | 0 | 374634 | 0 | 0 | 22.99% | [28 empty] | 1811 | 36720 | 0 | 13707 | 55607 | 1070.85 | 33115.2 | 1629 | 8161 | 3243 | 225501 | 389594 | 39017.4 | 6508 | 13707 | 7785
Outpatient | 0 - Prototype¦1 - Prototype-NewHvac |  | Duluth International Arpt | 1522240 | 0 | 37.176 | 3074.5 | 3627.25 | 3091.75 | 1817.5 | 1762240 | 240010 | 0 | 0 | 0 | 119.223 | 0% | 0% | 0% | 0% | 0.0001166% | 0% | 10.72% | 1.739% | 2.071% | 0.3344% | 0% | 4.854% | 0% | 0% | 19.72% | 0 | 0 | 0 | 0 | 0 | 0 | 312910.89 | 39339 | 46855 | 7563.8878 | 0 | 109794 | 0 | 0 | 0 | 0 | 0 | 0 | 0.09 | 0 | 2400.7 | 0 | 0 | 0 | 0 | 0 | 0 | 0 | 0 | 0 | 0 | 13606 | 45499 | 400.87 | 32338.8 | 2587 | 8791 | 3517 | 10730 | 575313 | 45901.4 | 9125 | 16169 | 9346
Outpatient | 1 - Prototype-NewHvac¦2 - Prototype-NewHvacLoadsConstSch |  | Duluth International Arpt | 136790 | 0 | 3.341 | 1502.75 | 280.25 | 159.75 | 93.5 | 119740 | 17060 | 0 | 0 | 0 | 10.352 | 0.02921% | 0.38% | 1.697% | 0% | 0.5508% | 0% | 0.6786% | 0.1444% | 0.5891% | 0% | 0% | 0% | 0% | 0% | 4.069% | 530 | 6900 | 30820 | 0 | 0 | 0 | 2683.29 | 2622 | 10697 | 0 | 0 | 0 | 0 | 0 | 0 | 0 | 0 | 0 | 341.37 | 0 | 512.1 | 0 | 0 | 0 | 0 | 0 | 0 | 0 | 1811 | 36720 | 0 | 101 | 10108 | 1471.72 | 776.4 | 958 | 630 | 274 | 214771 | 185719 | 6884 | 2617 | 2462 | 1561
Outpatient | 2 - Prototype-NewHvacLoadsConstSch¦3b - Typical-Bar-Sliced |  | Duluth International Arpt | 224620 | 0 | 5.486 | 252 | 49 | 11.25 | 532.5 | 3210 | 227830 | 0 | 0 | 0 | 6.934 | 0.1331% | 0.07101% | 0.7438% | 0% | 0.5886% | 0% | 3.809% | 0.1298% | 0.4491% | 0.0001564% | 0% | 0% | 0% | 0% | 5.924% | 2364 | 1261.2 | 8356 | 0 | 0 | 0 | 4736.07 | 2306 | 7975 | 2.7778 | 0 | 0 | 0 | 0 | 0 | 0 | 165.61 | 0 | 356.73 | 0 | 2469.9 | 0 | 0 | 0 | 0 | 0 | 0 | 0 | 8069 | 75850 | 8279.4 | 37029 | 7968 | 253.47 | 7607 | 2793 | 1676 | 18773.2 | 22304 | 8503 | 51522 | 15201 | 16332 | 28944
Outpatient | 2 - Prototype-NewHvacLoadsConstSch¦4b - Typical-Bar-Blend |  | Duluth International Arpt | 717300 | 0 | 17.518 | 1163.75 | 2040 | 447 | 551.25 | 265760 | 451540 | 0 | 0 | 0 | 17.835 | 0.1331% | 0.07101% | 0.7438% | 0% | 0.5891% | 0% | 7.825% | 1.034% | 3.196% | 0.0001564% | 0% | 0% | 0% | 0% | 13.59% | 2364 | 1261.2 | 8356 | 0 | 0 | 0 | 12244.4 | 18360.9 | 56748 | 2.7778 | 0 | 0 | 0 | 0 | 0 | 0 | 165.61 | 0 | 357.01 | 0 | 4324.8 | 0 | 0 | 0 | 0 | 0 | 0 | 0 | 8069 | 75850 | 8279.4 | 32097 | 16986.1 | 295.81 | 11994.9 | 329 | 4825 | 21433.1 | 62215 | 8329 | 91208 | 19759 | 22328 | 23676
Outpatient | 2 - Prototype-NewHvacLoadsConstSch¦4c - Typical-Urban-Blend |  | Duluth International Arpt | 1267330 | 3399.2 | 39.922 | 1869 | 2987.5 | 76.25 | 1331 | 61210 | 1328540 | 0 | 0 | 0 | 15.342 | 1.041% | 1.495% | 3.357% | 0% | 0.6287% | 0% | 22.54% | 1.114% | 0.3179% | 0.0001564% | 0% | 0% | 0% | 0% | 30.49% | 18484 | 26541.7 | 49973 | 0 | 0 | 0 | 12436.0667 | 19781 | 5644 | 2.7778 | 0 | 0 | 0 | 0 | 0 | 0 | 329.33 | 0 | 381 | 0 | 13236.26 | 0 | 0 | 0 | 0 | 0 | 0 | 0 | 63061 | 175840 | 16464.2 | 64217 | 28546.8 | 935.18 | 2802.5 | 29036 | 48559 | 15798 | 98860 | 352327 | 107049 | 18798 | 116094 | 48325
Outpatient | 2 - Prototype-NewHvacLoadsConstSch¦4d - Prototype-Prototype-Blend |  | Duluth International Arpt | 41940 | 0 | 1.024 | 1387.75 | 2805.75 | 256.25 | 1174.5 | 117740 | 75790 | 0 | 0 | 0 | 4.793 | 0% | 0% | 0% | 0% | 0.0003136% | 0% | 0.8141% | 0.858% | 0.6479% | 0% | 0% | 0% | 0% | 0% | 2.32% | 0 | 0 | 0 | 0 | 0 | 0 | 7763.84 | 15235.9 | 11506 | 0 | 0 | 0 | 0 | 0 | 0 | 0 | 0 | 0 | 0.19 | 0 | 758.3 | 0 | 0 | 0 | 0 | 0 | 0 | 0 | 592184 | 1128650 | 90316.8 | 405807 | 114524 | 2710.82 | 18368.6 | 213214 | 263795 | 108185 | 337166 | 540783 | 118644 | 381297 | 285437 | 300611
Warehouse | 0 - Prototype | run/Prototype Row B/datapoint_59c942e553ff6b03c8620183 | Duluth International Arpt | 2221600 | 52044.9 | 42.6862 | 1859.75 | 0 | 217.5 | 0 | 787105 | 1434500 | 0 | 0 | 0 | 54.8045 | 463274 | 116818 | 115861 | 0 | 17705.2 | 0 | 1434500 | 578.168 | 72858.7 | 0 | 0 | 0 | 0 | 0 |  | 135772 | 34236.1 | 33955.6 | 0 | 5188.89 | 0 | 0 | 169.444 | 21352.8 | 0 | 0 | 0 | 0 | 0 | 0 | 0 | 0 | 0 | 0 | 0 | 14347.8 | 0 | 0 | 0 | 0 | 0 | 0 | 0 | 463277 | 115858 | 0 | 4052.48 | 150.933 | 7474.2 | 254626 | 128981 | 189106 | 367800 | 590424 | 58766.1 | 645395 | 349526 | 93425.7 | 760230
Warehouse | 1 - Prototype-NewHvac | run/Prototype Row B/datapoint_59c942ed53ff6b03c8620193 | Duluth International Arpt | 2153810 | 52044.9 | 41.3837 | 2879.5 | 1.75 | 153 | 0 | 824999 | 1328810 | 0 | 0 | 0 | 114.982 | 463274 | 116818 | 115861 | 0 | 17705.2 | 0 | 1368830 | 691.906 | 70631.3 | 0 | 0 | 0 | 0 | 0 |  | 135772 | 34236.1 | 33955.6 | 0 | 5188.89 | 0 | 11727.8 | 202.778 | 20700 | 0 | 0 | 0 | 0 | 0 | 0 | 0 | 0 | 0 | 0 | 0 | 13290.7 | 0 | 0 | 0 | 0 | 0 | 0 | 0 | 463277 | 115858 | 0 | 4039.19 | 110.08 | 7691.41 | 255692 | 128004 | 188860 | 365671 | 593549 | 248744 | 661407 | 350454 | 93494.5 | 761394
Warehouse | 2 - Prototype-NewHvacLoadsConstSch | run/Prototype Row B/datapoint_59c942f553ff6b03c86201a3 | Duluth International Arpt | 1482590 | 52044.9 | 28.4866 | 1778 | 117.5 | 98.5 | 3.75 | 801398 | 681187 | 0 | 0 | 0 | 89.5382 | 463274 | 121425 | 115861 | 0 | 14378.4 | 0 | 689651 | 8682 | 69313.9 | 0 | 0 | 0 | 0 | 0 |  | 135772 | 35586.1 | 33955.6 | 0 | 4213.89 | 0 | 2480.56 | 2544.44 | 20313.9 | 0 | 0 | 0 | 0 | 0 | 0 | 0 | 0 | 0 | 0 | 0 | 6813.18 | 0 | 0 | 0 | 0 | 0 | 0 | 0 | 463277 | 115858 | 0 | 3887.75 | 1235.01 | 1084.84 | 1080020 | 112948 | 176913 | 321400 | 831730 | 151262 | 233956 | 517910 | 109057 | 986148
Warehouse | 3b - Typical-Bar-Sliced | run/Prototype Row B/datapoint_59c9430753ff6b03c86201b3 | Duluth International Arpt | 2303830 | 52044 | 44.2669 | 4067.5 | 1135.5 | 142.25 | 4.5 | 1028130 | 1275710 | 0 | 0 | 0 | 100.406 | 463265 | 122534 | 115861 | 0 | 0 | 0 | 1307550 | 59551.3 | 235078 | 0 | 0 | 0 | 0 | 0 |  | 135769 | 35911.1 | 33955.6 | 0 | 0 | 0 | 9330.56 | 17452.8 | 68894.4 | 0 | 0 | 0 | 0 | 0 | 0 | 0 | 0 | 0 | 0 | 0 | 12759.6 | 0 | 0 | 0 | 0 | 0 | 0 | 0 | 463269 | 115858 | 0 | 3811.22 | 2663.73 | 511.482 | 1096840 | 4446.4 | 1212460 | 165179 | 855339 | 111487 | 632706 | 154462 | 1173410 | 1073170
Warehouse | 4b - Typical-Bar-Blend | run/Prototype Row B/datapoint_59c9431053ff6b03c86201c3 | Duluth International Arpt | 1709830 | 52044 | 32.8536 | 1283.5 | 4.75 | 91.5 | 0 | 877461 | 832382 | 0 | 0 | 0 | 87.4321 | 463265 | 122534 | 115861 | 0 | 0 | 0 | 848050 | 3127.8 | 157006 | 0 | 0 | 0 | 0 | 0 |  | 135769 | 35911.1 | 33955.6 | 0 | 0 | 0 | 4591.67 | 916.667 | 46013.9 | 0 | 0 | 0 | 0 | 0 | 0 | 0 | 0 | 0 | 0 | 0 | 8325.43 | 0 | 0 | 0 | 0 | 0 | 0 | 0 | 463269 | 115858 | 0 | 4020.37 | 0 | 42.7519 | 1449270 | 1752.6 | 1158550 | 158663 | 843832 | 96031.2 | 672223 | 148195 | 1065060 | 1001200
Warehouse | 4c - Typical-Urban-Blend | run/Prototype Row B/datapoint_59c9432b53ff6b03c86201d5 | Duluth International Arpt | 710834 | 49498.6 | 14.3607 | 8.75 | 0 | 0 | 0 | 538635 | 172199 | 0 | 0 | 0 | 45.3232 | 322902 | 87199.2 | 110193 | 0 | 0 | 0 | 172199 | 0 | 18340.3 | 0 | 0 | 0 | 0 | 0 |  | 94633.3 | 25555.6 | 32294.4 | 0 | 0 | 0 | 0 | 0 | 5375 | 0 | 0 | 0 | 0 | 0 | 0 | 0 | 0 | 0 | 0 | 0 | 1722.33 | 0 | 0 | 0 | 0 | 0 | 0 | 0 | 322904 | 110191 | 0 | 4123.78 | 0 | 568.384 | 1682180 | 55354.6 | 551086 | 148911 | 473484 | 164.594 | 542603 | 421871 | 505276 | 804918
Warehouse | 4d - Prototype-Prototype-Blend | run/Prototype Row B/datapoint_59c991be45b421004abe3ab6 | Duluth International Arpt | 1214730 | 52044.9 | 23.3401 | 621 | 0 | 54.75 | 0 | 845443 | 369289 | 0 | 0 | 0 | 75.8794 | 463274 | 121425 | 115861 | 0 | 14378.4 | 0 | 374359 | 635.037 | 124799 | 0 | 0 | 0 | 0 | 0 |  | 135772 | 35586.1 | 33955.6 | 0 | 4213.89 | 0 | 1486.11 | 186.111 | 36575 | 0 | 0 | 0 | 0 | 0 | 0 | 0 | 0 | 0 | 0 | 0 | 3693.6 | 0 | 0 | 0 | 0 | 0 | 0 | 0 | 463277 | 115858 | 0 | 4579.73 | 0 | 580.788 | 1265710 | 115898 | 178872 | 324694 | 783594 | 94237.1 | 238228 | 494334 | 103397 | 954574
| bonus - 0 ot 2 error as single step | [15 empty] | 0 | 4607 | 0 | 0 | 3326.8 | 0 | 744849 | 8103.832 | 3544.8 | 0 | 0 | 0 | 0 | 0 | 34.41% | [28 empty] | 0 | 0 | 0 | 164.73 | 1084.077 | 6389.36 | 825394 | 16033 | 12193 | 46400 | 241306 | 92495.9 | 411439 | 168384 | 15631.3 | 225918
Warehouse | 0 - Prototype¦1 - Prototype-NewHvac |  | Duluth International Arpt | 67790 | 0 | 1.3025 | 1019.75 | 1.75 | 64.5 | 0 | 37894 | 105690 | 0 | 0 | 0 | 60.1775 | 0% | 0% | 0% | 0% | 0% | 0% | 2.956% | 0.00512% | 0.1003% | 0% | 0% | 0% | 0% | 0% | 3.061% | 0 | 0 | 0 | 0 | 0 | 0 | 11727.8 | 33.334 | 652.8 | 0 | 0 | 0 | 0 | 0 | 0 | 0 | 0 | 0 | 0 | 0 | 1057.1 | 0 | 0 | 0 | 0 | 0 | 0 | 0 | 0 | 0 | 0 | 13.29 | 40.853 | 217.21 | 1066 | 977 | 246 | 2129 | 3125 | 189977.9 | 16012 | 928 | 68.8 | 1164
Warehouse | 1 - Prototype-NewHvac¦2 - Prototype-NewHvacLoadsConstSch |  | Duluth International Arpt | 671220 | 0 | 12.8971 | 1101.5 | 115.75 | 54.5 | 3.75 | 23601 | 647623 | 0 | 0 | 0 | 25.4438 | 0% | 0.2139% | 0% | 0% | 0.1545% | 0% | 31.53% | 0.371% | 0.06117% | 0% | 0% | 0% | 0% | 0% | 32.33% | 0 | 1350 | 0 | 0 | 975 | 0 | 9247.24 | 2341.662 | 386.1 | 0 | 0 | 0 | 0 | 0 | 0 | 0 | 0 | 0 | 0 | 0 | 6477.52 | 0 | 0 | 0 | 0 | 0 | 0 | 0 | 0 | 0 | 0 | 151.44 | 1124.93 | 6606.57 | 824328 | 15056 | 11947 | 44271 | 238181 | 97482 | 427451 | 167456 | 15562.5 | 224754
Warehouse | 2 - Prototype-NewHvacLoadsConstSch¦3b - Typical-Bar-Sliced |  | Duluth International Arpt | 821240 | 0.9 | 15.7803 | 2289.5 | 1018 | 43.75 | 0.75 | 226732 | 594523 | 0 | 0 | 0 | 10.8678 | 0.000607% | 0.0748% | 0% | 0% | 0.9698% | 0% | 41.68% | 3.431% | 11.18% | 0% | 0% | 0% | 0% | 0% | 57.33% | 3 | 325 | 0 | 0 | 4213.89 | 0 | 6850 | 14908.36 | 48580.5 | 0 | 0 | 0 | 0 | 0 | 0 | 0 | 0 | 0 | 0 | 0 | 5946.42 | 0 | 0 | 0 | 0 | 0 | 0 | 0 | 8 | 0 | 0 | 76.53 | 1428.72 | 573.358 | 16820 | 108501.6 | 1035547 | 156221 | 23609 | 39775 | 398750 | 363448 | 1064353 | 87022
Warehouse | 2 - Prototype-NewHvacLoadsConstSch¦4b - Typical-Bar-Blend |  | Duluth International Arpt | 227240 | 0.9 | 4.367 | 494.5 | 112.75 | 7 | 3.75 | 76063 | 151195 | 0 | 0 | 0 | 2.1061 | 0.000607% | 0.0748% | 0% | 0% | 0.9698% | 0% | 10.68% | 0.3746% | 5.915% | 0% | 0% | 0% | 0% | 0% | 18.02% | 3 | 325 | 0 | 0 | 4213.89 | 0 | 2111.11 | 1627.773 | 25700 | 0 | 0 | 0 | 0 | 0 | 0 | 0 | 0 | 0 | 0 | 0 | 1512.25 | 0 | 0 | 0 | 0 | 0 | 0 | 0 | 8 | 0 | 0 | 132.62 | 1235.01 | 1042.0881 | 369250 | 111195.4 | 981637 | 162737 | 12102 | 55230.8 | 438267 | 369715 | 956003 | 15052
Warehouse | 2 - Prototype-NewHvacLoadsConstSch¦4c - Typical-Urban-Blend |  | Duluth International Arpt | 771756 | 2546.3 | 14.1259 | 1769.25 | 117.5 | 98.5 | 3.75 | 262763 | 508988 | 0 | 0 | 0 | 44.215 | 9.468% | 2.309% | 0.3823% | 0% | 0.9698% | 0% | 34.9% | 0.5856% | 3.438% | 0% | 0% | 0% | 0% | 0% | 52.05% | 41138.7 | 10030.5 | 1661.2 | 0 | 4213.89 | 0 | 2480.56 | 2544.44 | 14938.9 | 0 | 0 | 0 | 0 | 0 | 0 | 0 | 0 | 0 | 0 | 0 | 5090.85 | 0 | 0 | 0 | 0 | 0 | 0 | 0 | 140373 | 5667 | 0 | 236.03 | 1235.01 | 516.456 | 602160 | 57593.4 | 374173 | 172489 | 358246 | 151097.406 | 308647 | 96039 | 396219 | 181230
Warehouse | 2 - Prototype-NewHvacLoadsConstSch¦4d - Prototype-Prototype-Blend |  | Duluth International Arpt | 267860 | 0 | 5.1465 | 1157 | 117.5 | 43.75 | 3.75 | 44045 | 311898 | 0 | 0 | 0 | 13.6588 | 0% | 0% | 0% | 0% | 0% | 0% | 21.27% | 0.5428% | 3.742% | 0% | 0% | 0% | 0% | 0% | 25.55% | 0 | 0 | 0 | 0 | 0 | 0 | 994.45 | 2358.329 | 16261.1 | 0 | 0 | 0 | 0 | 0 | 0 | 0 | 0 | 0 | 0 | 0 | 3119.58 | 0 | 0 | 0 | 0 | 0 | 0 | 0 | 0 | 0 | 0 | 691.98 | 1235.01 | 504.052 | 185690 | 2950 | 1959 | 3294 | 48136 | 57024.9 | 4272 | 23576 | 5660 | 31574
chart | [19 empty] | why large drop on heating when add in loads, and why larger envelope loads on bars (ah, wwr is based on office, not warehosue)
building_type | [15 empty] | building type | end use interior lighting | end use exterior lighting | end use interior equipment | end use exterior equipment | end use water systems | end use refrigeration | end use heating | end use cooling | end use fans | end use pumps | end use heat rejection | end use humidification | end use heat recovery | end use generators | sum of end use errors as fraction of total consumpiton
SecondarySchool | 0 - Prototype¦1 - Prototype-NewHvac | [14 empty] | SecondarySchool | 0% | 0% | 0% | 0% | 0.006028% | 0.4133% | 25.62% | 1.084% | 1.208% | 1.102% | 0.4114% | 0% | 0.7579% | 0% | 30.6%
PrimarySchool | 0 - Prototype¦1 - Prototype-NewHvac | [14 empty] | PrimarySchool | 0% | 0% | 0% | 0% | 0.0002432% | 0.5218% | 4.91% | 1.037% | 1.963% | 0.1178% | 0% | 0% | 0.007764% | 0% | 8.558%
FullServiceRestaurant | 0 - Prototype¦1 - Prototype-NewHvac | [14 empty] | FullServiceRestaurant | 0% | 0% | 0% | 0% | 0% | 0.8296% | 6.433% | 0.2071% | 2.424% | 0% | 0% | 0% | 0.04733% | 0% | 9.942%
QuickServiceRestaurant | 0 - Prototype¦1 - Prototype-NewHvac | [14 empty] | QuickServiceRestaurant | 0% | 0% | 0% | 0% | 0% | 1.713% | 2.802% | 0.2387% | 1.62% | 0% | 0% | 0% | 0% | 0% | 6.373%
SmallOffice | 0 - Prototype¦1 - Prototype-NewHvac | [14 empty] | SmallOffice | 0% | 0% | 0% | 0% | 0% | 0% | 30.36% | 0.06346% | 13.15% | 0% | 0% | 0% | 0% | 0% | 43.57%
MediumOffice | 0 - Prototype¦1 - Prototype-NewHvac | [14 empty] | MediumOffice | 0% | 0% | 0% | 0% | 0.001079% | 0% | 16.14% | 0.00757% | 1.852% | 0% | 0% | 0% | 0% | 0% | 18%
LargeOffice | 0 - Prototype¦1 - Prototype-NewHvac | [14 empty] | LargeOffice
LargeHotel | 0 - Prototype¦1 - Prototype-NewHvac | [14 empty] | LargeHotel
MidriseApartment | 0 - Prototype¦1 - Prototype-NewHvac | [14 empty] | MidriseApartment | 0% | 0% | 0% | 0% | 0.001124% | 0% | 5.79% | 1.133% | 10.18% | 0.04959% | 0% | 0% | 0% | 0% | 17.16%
HighriseApartment | 0 - Prototype¦1 - Prototype-NewHvac | [14 empty] | HighriseApartment | 0% | 0% | 0% | 0% | 0% | 0% | 2.49% | 0.2862% | 7.558% | 0.723% | 0.3854% | 0% | 0% | 0% | 11.44%
StripMall | 0 - Prototype¦1 - Prototype-NewHvac | [14 empty] | StripMall | 0% | 0% | 0% | 0% | 0.001382% | 0% | 3.152% | 0.6075% | 1.402% | 0% | 0% | 0% | 0% | 0% | 5.163%
Retail | 0 - Prototype¦1 - Prototype-NewHvac | [14 empty] | Retail | 0% | 0% | 0% | 0% | 0% | 0% | 7.568% | 0.9793% | 2.153% | 0% | 0% | 0% | 0% | 0% | 10.7%
Hospital | 0 - Prototype¦1 - Prototype-NewHvac | [14 empty] | Hospital | 0% | 0% | 0% | 0% | 0.0007039% | 0.2683% | 12.66% | 4.337% | 2.026% | 0.5218% | 0.5095% | 6.136% | 0% | 0% | 26.46%
Outpatient | 0 - Prototype¦1 - Prototype-NewHvac | [14 empty] | Outpatient | 0% | 0% | 0% | 0% | 0.0001166% | 0% | 10.72% | 1.739% | 2.071% | 0.3344% | 0% | 4.854% | 0% | 0% | 19.72%
Warehouse | 0 - Prototype¦1 - Prototype-NewHvac | [14 empty] | Warehouse | 0% | 0% | 0% | 0% | 0% | 0% | 2.956% | 0.00512% | 0.1003% | 0% | 0% | 0% | 0% | 0% | 3.061%
building_type | [15 empty] | building type | end use interior lighting | end use exterior lighting | end use interior equipment | end use exterior equipment | end use water systems | end use refrigeration | end use heating | end use cooling | end use fans | end use pumps | end use heat rejection | end use humidification | end use heat recovery | end use generators | sum of end use errors as fraction of total consumpiton
SecondarySchool | 1 - Prototype-NewHvac¦2 - Prototype-NewHvacLoadsConstSch | [14 empty] | SecondarySchool | 0% | 1.423% | 0.01672% | 0% | 0.333% | 0% | 3.018% | 0.03269% | 0.0443% | 0.01005% | 0.0008281% | 0% | 0.0009442% | 0% | 4.88%
PrimarySchool | 1 - Prototype-NewHvac¦2 - Prototype-NewHvacLoadsConstSch | [14 empty] | PrimarySchool | 0% | 1.365% | 0% | 0% | 0.6851% | 0% | 2.643% | 0.0321% | 0.06526% | 0.0007958% | 0% | 0% | 0.002254% | 0% | 4.793%
FullServiceRestaurant | 1 - Prototype-NewHvac¦2 - Prototype-NewHvacLoadsConstSch | [14 empty] | FullServiceRestaurant | 0% | 0.09658% | 1.132% | 0% | 0.4375% | 0% | 32.71% | 0.06666% | 7.898% | 0.006824% | 0% | 0% | 1.204% | 0% | 43.55%
QuickServiceRestaurant | 1 - Prototype-NewHvac¦2 - Prototype-NewHvacLoadsConstSch | [14 empty] | QuickServiceRestaurant | 0% | 0.4307% | 2.217% | 0% | 0.294% | 0% | 21.4% | 0.109% | 5.143% | 0% | 0% | 0% | 0% | 0% | 29.59%
SmallOffice | 1 - Prototype-NewHvac¦2 - Prototype-NewHvacLoadsConstSch | [14 empty] | SmallOffice | 0% | 1.484% | 0% | 0% | 1.187% | 0% | 4.154% | 0.05898% | 0.02456% | 0% | 0% | 0% | 0% | 0% | 6.909%
MediumOffice | 1 - Prototype-NewHvac¦2 - Prototype-NewHvacLoadsConstSch | [14 empty] | MediumOffice | 0% | 0.8664% | 2.292% | 0% | 0.9724% | 0% | 5.023% | 0.5564% | 0.1275% | 0% | 0% | 0% | 0% | 0% | 9.837%
LargeOffice | 1 - Prototype-NewHvac¦2 - Prototype-NewHvacLoadsConstSch | [14 empty] | LargeOffice | NaN% | NaN% | NaN% | NaN% | NaN% | NaN% | NaN% | NaN% | NaN% | NaN% | NaN% | NaN% | NaN% | NaN% | 0%
LargeHotel | 1 - Prototype-NewHvac¦2 - Prototype-NewHvacLoadsConstSch | [14 empty] | LargeHotel | Re-run after 2.3.0 comes out
MidriseApartment | 1 - Prototype-NewHvac¦2 - Prototype-NewHvacLoadsConstSch | [14 empty] | MidriseApartment | 0% | 5.14% | 0.002093% | 0% | 5.979% | 0% | 1.457% | 0.4266% | 2.927% | 0.000348% | 0% | 0% | 0% | 0% | 15.93%
HighriseApartment | 1 - Prototype-NewHvac¦2 - Prototype-NewHvacLoadsConstSch | [14 empty] | HighriseApartment | 0% | 0.6523% | 1.085% | 0% | 0.6993% | 0% | 0.6844% | 0.008402% | 0.08416% | 0.0009338% | 0% | 0% | 0% | 0% | 3.214%
StripMall | 1 - Prototype-NewHvac¦2 - Prototype-NewHvacLoadsConstSch | [14 empty] | StripMall | 0% | 1.599% | 0% | 0% | 1.887% | 0% | 9.896% | 0.03714% | 3.808% | 0% | 0% | 0% | 0% | 0% | 17.23%
Retail | 1 - Prototype-NewHvac¦2 - Prototype-NewHvacLoadsConstSch | [14 empty] | Retail | 0% | 0.256% | 0% | 0% | 0.01467% | 0% | 2.098% | 0.3171% | 6.364% | 0% | 0% | 0% | 0% | 0% | 9.049%
Hospital | 1 - Prototype-NewHvac¦2 - Prototype-NewHvacLoadsConstSch | [14 empty] | Hospital | 0% | 6.996% | 4.737% | 0% | 1.602% | 0% | 5.139% | 0.2076% | 0.1097% | 0.03841% | 0.001112% | 0% | 0% | 0% | 18.83%
Outpatient | 1 - Prototype-NewHvac¦2 - Prototype-NewHvacLoadsConstSch | [14 empty] | Outpatient | 0.02921% | 0.38% | 1.697% | 0% | 0.5508% | 0% | 0.6786% | 0.1444% | 0.5891% | 0% | 0% | 0% | 0% | 0% | 4.069%
Warehouse | 1 - Prototype-NewHvac¦2 - Prototype-NewHvacLoadsConstSch | [14 empty] | Warehouse | 0% | 0.2139% | 0% | 0% | 0.1545% | 0% | 31.53% | 0.371% | 0.06117% | 0% | 0% | 0% | 0% | 0% | 32.33%
building_type | [15 empty] | building type | end use interior lighting | end use exterior lighting | end use interior equipment | end use exterior equipment | end use water systems | end use refrigeration | end use heating | end use cooling | end use fans | end use pumps | end use heat rejection | end use humidification | end use heat recovery | end use generators | sum of end use errors as fraction of total consumpiton
SecondarySchool | 2 - Prototype-NewHvacLoadsConstSch¦3b - Typical-Bar-Sliced | [14 empty] | SecondarySchool | 3.991e-05% | 0.05255% | 0.005149% | 0% | 0.1238% | 0% | 15.93% | 0.09068% | 1.393% | 0.009643% | 0.01759% | 0% | 0.2393% | 0% | 17.86%
PrimarySchool | 2 - Prototype-NewHvacLoadsConstSch¦3b - Typical-Bar-Sliced | [14 empty] | PrimarySchool | 0.006021% | 0.004054% | 0.005486% | 0% | 0.3648% | 0% | 1.895% | 0.438% | 2.945% | 0% | 0% | 0% | 0.2075% | 0% | 5.866%
FullServiceRestaurant | 2 - Prototype-NewHvacLoadsConstSch¦3b - Typical-Bar-Sliced | [14 empty] | FullServiceRestaurant | 0.00305% | 0.0008733% | 0.006146% | 0% | 1.167% | 0% | 33.23% | 0.9268% | 0.3977% | 0% | 0% | 0% | 2.091% | 0% | 37.83%
QuickServiceRestaurant | 2 - Prototype-NewHvacLoadsConstSch¦3b - Typical-Bar-Sliced | [14 empty] | QuickServiceRestaurant | 0.008554% | 0.003566% | 0.07915% | 0% | 0.7872% | 0% | 17.42% | 0.8229% | 1.466% | 0% | 0% | 0% | 0% | 0% | 20.58%
SmallOffice | 2 - Prototype-NewHvacLoadsConstSch¦3b - Typical-Bar-Sliced | [14 empty] | SmallOffice | 0.006896% | 0.004614% | 0.004614% | 0% | 4.147% | 0% | 3.597% | 1.013% | 0.1542% | 0% | 0% | 0% | 0% | 0% | 8.927%
MediumOffice | 2 - Prototype-NewHvacLoadsConstSch¦3b - Typical-Bar-Sliced | [14 empty] | MediumOffice | 0.0006057% | 0.1124% | 0.0009245% | 0% | 1.318% | 0% | 4.493% | 0.1284% | 1.362% | 0% | 0% | 0% | 0% | 0% | 7.416%
LargeOffice | 2 - Prototype-NewHvacLoadsConstSch¦3b - Typical-Bar-Sliced | [14 empty] | LargeOffice | NaN% | NaN% | NaN% | NaN% | NaN% | NaN% | NaN% | NaN% | NaN% | NaN% | NaN% | NaN% | NaN% | NaN% | 0%
LargeHotel | 2 - Prototype-NewHvacLoadsConstSch¦3b - Typical-Bar-Sliced | [14 empty] | LargeHotel | Re-run after 2.3.0 comes out
MidriseApartment | 2 - Prototype-NewHvacLoadsConstSch¦3b - Typical-Bar-Sliced | [14 empty] | MidriseApartment | 0.001312% | 0% | 0.0003108% | 0% | 0.36% | 0% | 1.029% | 0.6844% | 2.045% | 0.005237% | 0% | 0% | 0% | 0% | 4.125%
HighriseApartment | 2 - Prototype-NewHvacLoadsConstSch¦3b - Typical-Bar-Sliced | [14 empty] | HighriseApartment | 0.0009274% | 0% | 0.0002768% | 0% | 1.061% | 0% | 1.989% | 1.194% | 4.089% | 0.003936% | 0% | 0% | 0% | 0% | 8.338%
StripMall | 2 - Prototype-NewHvacLoadsConstSch¦3b - Typical-Bar-Sliced | [14 empty] | StripMall | 0.003371% | 0.0007534% | 0.0007534% | 0% | 1.844% | 0% | 1.744% | 0.08232% | 1.426% | 0% | 0% | 0% | 0% | 0% | 5.101%
Retail | 2 - Prototype-NewHvacLoadsConstSch¦3b - Typical-Bar-Sliced | [14 empty] | Retail | 0% | 0.0003937% | 0.001496% | 0% | 2.189% | 0% | 5.678% | 0.05186% | 2.57% | 0% | 0% | 0% | 0% | 0% | 10.49%
Hospital | 2 - Prototype-NewHvacLoadsConstSch¦3b - Typical-Bar-Sliced | [14 empty] | Hospital | 0.3901% | 0.01951% | 3.136% | 0% | 0.161% | 0% | 6.113% | 0.5691% | 0.06446% | 0.08224% | 0.05323% | 0% | 0% | 0% | 10.59%
Outpatient | 2 - Prototype-NewHvacLoadsConstSch¦3b - Typical-Bar-Sliced | [14 empty] | Outpatient | 0.1331% | 0.07101% | 0.7438% | 0% | 0.5886% | 0% | 3.809% | 0.1298% | 0.4491% | 0.0001564% | 0% | 0% | 0% | 0% | 5.924%
Warehouse | 2 - Prototype-NewHvacLoadsConstSch¦3b - Typical-Bar-Sliced | [14 empty] | Warehouse | 0.000607% | 0.0748% | 0% | 0% | 0.9698% | 0% | 41.68% | 3.431% | 11.18% | 0% | 0% | 0% | 0% | 0% | 57.33%
Note: Full Surface Restaurant is 35%, Warehouse is 54%
building_type | [15 empty] | building type | end use interior lighting | end use exterior lighting | end use interior equipment | end use exterior equipment | end use water systems | end use refrigeration | end use heating | end use cooling | end use fans | end use pumps | end use heat rejection | end use humidification | end use heat recovery | end use generators | sum of end use errors as fraction of total consumpiton
SecondarySchool | 2 - Prototype-NewHvacLoadsConstSch¦4b - Typical-Bar-Blend | [14 empty] | SecondarySchool | 3.991e-05% | 0.05255% | 0.005149% | 0% | 0.1239% | 0% | 17.06% | 0.5249% | 0.3176% | 0.1692% | 0.02024% | 0% | 0.9082% | 0% | 19.18%
PrimarySchool | 2 - Prototype-NewHvacLoadsConstSch¦4b - Typical-Bar-Blend | [14 empty] | PrimarySchool | 0.006021% | 0.004054% | 0.005486% | 0% | 0.365% | 0% | 6.428% | 0.1234% | 3.383% | 0% | 0% | 0% | 0.7046% | 0% | 11.02%
FullServiceRestaurant | 2 - Prototype-NewHvacLoadsConstSch¦4b - Typical-Bar-Blend | [14 empty] | FullServiceRestaurant | 0.00305% | 0.0008733% | 0.006146% | 0% | 1.167% | 0% | 29.79% | 0.847% | 0.3876% | 0% | 0% | 0% | 2.091% | 0% | 34.3%
QuickServiceRestaurant | 2 - Prototype-NewHvacLoadsConstSch¦4b - Typical-Bar-Blend | [14 empty] | QuickServiceRestaurant | 0.008554% | 0.003566% | 0.07915% | 0% | 0.7872% | 0% | 16.64% | 1.136% | 1.42% | 0% | 0% | 0% | 0% | 0% | 20.07%
SmallOffice | 2 - Prototype-NewHvacLoadsConstSch¦4b - Typical-Bar-Blend | [14 empty] | SmallOffice | 0.006896% | 0.004614% | 0.004614% | 0% | 4.147% | 0% | 3.97% | 1.017% | 0.3821% | 0% | 0% | 0% | 0% | 0% | 9.533%
MediumOffice | 2 - Prototype-NewHvacLoadsConstSch¦4b - Typical-Bar-Blend | [14 empty] | MediumOffice | 0.0006057% | 0.1124% | 0.0009245% | 0% | 1.318% | 0% | 5.12% | 0.2825% | 0.695% | 0% | 0% | 0% | 0% | 0% | 7.529%
LargeOffice | 2 - Prototype-NewHvacLoadsConstSch¦4b - Typical-Bar-Blend | [14 empty] | LargeOffice | Infinity% | Infinity% | Infinity% | NaN% | Infinity% | NaN% | Infinity% | Infinity% | Infinity% | Infinity% | Infinity% | NaN% | Infinity% | NaN% | 0%
LargeHotel | 2 - Prototype-NewHvacLoadsConstSch¦4b - Typical-Bar-Blend | [14 empty] | LargeHotel | Re-run after 2.3.0 comes out
MidriseApartment | 2 - Prototype-NewHvacLoadsConstSch¦4b - Typical-Bar-Blend | [14 empty] | MidriseApartment | 0.001312% | 0% | 0.0003108% | 0% | 0.36% | 0% | 2.4% | 0.04386% | 0.1263% | 0.005564% | 0% | 0% | 0% | 0% | 2.938%
HighriseApartment | 2 - Prototype-NewHvacLoadsConstSch¦4b - Typical-Bar-Blend | [14 empty] | HighriseApartment | 0.0009274% | 0% | 0.0002768% | 0% | 1.061% | 0% | 0.004845% | 0.5056% | 1.245% | 0.005773% | 0% | 0% | 0% | 0% | 2.823%
StripMall | 2 - Prototype-NewHvacLoadsConstSch¦4b - Typical-Bar-Blend | [14 empty] | StripMall | 0.003371% | 0.0007534% | 0.0007534% | 0% | 1.844% | 0% | 0.001983% | 0.06051% | 0.604% | 0% | 0% | 0% | 0% | 0% | 2.515%
Retail | 2 - Prototype-NewHvacLoadsConstSch¦4b - Typical-Bar-Blend | [14 empty] | Retail | 0% | 0.0003937% | 0.001496% | 0% | 2.189% | 0% | 6.051% | 0.1455% | 1.873% | 0% | 0% | 0% | 0% | 0% | 10.26%
Hospital | 2 - Prototype-NewHvacLoadsConstSch¦4b - Typical-Bar-Blend | [14 empty] | Hospital | 0.3901% | 0.01951% | 3.136% | 0% | 0.161% | 0% | 7.933% | 1.434% | 4.606% | 0.4063% | 0.09075% | 0% | 0% | 0% | 18.18%
Outpatient | 2 - Prototype-NewHvacLoadsConstSch¦4b - Typical-Bar-Blend | [14 empty] | Outpatient | 0.1331% | 0.07101% | 0.7438% | 0% | 0.5891% | 0% | 7.825% | 1.034% | 3.196% | 0.0001564% | 0% | 0% | 0% | 0% | 13.59%
Warehouse | 2 - Prototype-NewHvacLoadsConstSch¦4b - Typical-Bar-Blend | [14 empty] | Warehouse | 0.000607% | 0.0748% | 0% | 0% | 0.9698% | 0% | 10.68% | 0.3746% | 5.915% | 0% | 0% | 0% | 0% | 0% | 18.02%
building_type | [15 empty] | building type | end use interior lighting | end use exterior lighting | end use interior equipment | end use exterior equipment | end use water systems | end use refrigeration | end use heating | end use cooling | end use fans | end use pumps | end use heat rejection | end use humidification | end use heat recovery | end use generators | sum of end use errors as fraction of total consumpiton
SecondarySchool | 2 - Prototype-NewHvacLoadsConstSch¦4c - Typical-Urban-Blend | [14 empty] | SecondarySchool | 0.5584% | 0.6882% | 2.384% | 0% | 0.1282% | 0% | 31.58% | 2.046% | 4.269% | 0.07521% | 0.08474% | 0% | 1.886% | 0% | 43.7%
PrimarySchool | 2 - Prototype-NewHvacLoadsConstSch¦4c - Typical-Urban-Blend | [14 empty] | PrimarySchool | 2.755% | 0.5965% | 0.01298% | 0% | 0.4025% | 0% | 28.87% | 0.5048% | 1.33% | 0% | 0% | 0% | 0.4002% | 0% | 34.87%
FullServiceRestaurant | 2 - Prototype-NewHvacLoadsConstSch¦4c - Typical-Urban-Blend | [14 empty] | FullServiceRestaurant | 4.927% | 1.056% | 0.01007% | 0% | 1.203% | 0% | 3.011% | 1.648% | 1.181% | 0% | 0% | 0% | 2.091% | 0% | 15.13%
QuickServiceRestaurant | 2 - Prototype-NewHvacLoadsConstSch¦4c - Typical-Urban-Blend | [14 empty] | QuickServiceRestaurant | 3.13% | 0.8678% | 0.002859% | 0% | 0.9049% | 0% | 17.83% | 1.296% | 2.646% | 0% | 0% | 0% | 0% | 0% | 26.68%
SmallOffice | 2 - Prototype-NewHvacLoadsConstSch¦4c - Typical-Urban-Blend | [14 empty] | SmallOffice | 4.122% | 2.525% | 0% | 0% | 4.175% | 0% | 28.34% | 0.1036% | 8.799% | 0% | 0% | 0% | 0% | 0% | 48.06%
MediumOffice | 2 - Prototype-NewHvacLoadsConstSch¦4c - Typical-Urban-Blend | [14 empty] | MediumOffice | 6.227% | 2.769% | 1.652% | 0% | 1.355% | 0% | 13.11% | 0.4415% | 0.2348% | 0% | 0% | 0% | 0% | 0% | 25.79%
LargeOffice | 2 - Prototype-NewHvacLoadsConstSch¦4c - Typical-Urban-Blend | [14 empty] | LargeOffice | NaN% | NaN% | NaN% | NaN% | NaN% | NaN% | NaN% | NaN% | NaN% | NaN% | NaN% | NaN% | NaN% | NaN% | 0%
LargeHotel | 2 - Prototype-NewHvacLoadsConstSch¦4c - Typical-Urban-Blend | [14 empty] | LargeHotel | Re-run after 2.3.0 comes out
MidriseApartment | 2 - Prototype-NewHvacLoadsConstSch¦4c - Typical-Urban-Blend | [14 empty] | MidriseApartment | 0.1427% | 1.632% | 0.09034% | 0% | 1.01% | 0% | 7.79% | 0.3335% | 1.704% | 0.01113% | 0% | 0% | 0% | 0% | 12.71%
HighriseApartment | 2 - Prototype-NewHvacLoadsConstSch¦4c - Typical-Urban-Blend | [14 empty] | HighriseApartment | 0.3506% | 1.112% | 0.0364% | 0% | 1.061% | 0% | 12.47% | 0.154% | 2.204% | 0.01732% | 0% | 0% | 0% | 0% | 17.4%
StripMall | 2 - Prototype-NewHvacLoadsConstSch¦4c - Typical-Urban-Blend | [14 empty] | StripMall | 6.637% | 2.154% | 0% | 0% | 2.006% | 0% | 30.97% | 0.02443% | 0.698% | 0% | 0% | 0% | 0% | 0% | 42.49%
Retail | 2 - Prototype-NewHvacLoadsConstSch¦4c - Typical-Urban-Blend | [14 empty] | Retail | 3.257% | 1.601% | 0.002992% | 0% | 2.189% | 0% | 25.25% | 0.3231% | 1.763% | 0% | 0% | 0% | 0% | 0% | 34.38%
Hospital | 2 - Prototype-NewHvacLoadsConstSch¦4c - Typical-Urban-Blend | [14 empty] | Hospital
Outpatient | 2 - Prototype-NewHvacLoadsConstSch¦4c - Typical-Urban-Blend | [14 empty] | Outpatient | 1.041% | 1.495% | 3.357% | 0% | 0.6287% | 0% | 22.54% | 1.114% | 0.3179% | 0.0001564% | 0% | 0% | 0% | 0% | 30.49%
Warehouse | 2 - Prototype-NewHvacLoadsConstSch¦4c - Typical-Urban-Blend | [14 empty] | Warehouse | 9.468% | 2.309% | 0.3823% | 0% | 0.9698% | 0% | 34.9% | 0.5856% | 3.438% | 0% | 0% | 0% | 0% | 0% | 52.05%
Note: Since footprint is extruded for each above grade story, buildings which to not have full upper stories will show too much area, such as secondary school
building_type | [15 empty] | building type | end use interior lighting | end use exterior lighting | end use interior equipment | end use exterior equipment | end use water systems | end use refrigeration | end use heating | end use cooling | end use fans | end use pumps | end use heat rejection | end use humidification | end use heat recovery | end use generators | sum of end use errors as fraction of total consumpiton
SecondarySchool | 2 - Prototype-NewHvacLoadsConstSch¦4d - Prototype-Prototype-Blend | [14 empty] | SecondarySchool | 0% | 0% | 0% | 0% | 3.592e-05% | 0% | 17.58% | 0.5795% | 0.4136% | 0.1748% | 0.02349% | 0% | 0.7496% | 0% | 19.52%
PrimarySchool | 2 - Prototype-NewHvacLoadsConstSch¦4d - Prototype-Prototype-Blend | [14 empty] | PrimarySchool | 0% | 0% | 0% | 0% | 0.0001338% | 0% | 6.751% | 0.09447% | 0.5435% | 0% | 0% | 0% | 0.4002% | 0% | 7.789%
FullServiceRestaurant | 2 - Prototype-NewHvacLoadsConstSch¦4d - Prototype-Prototype-Blend | [14 empty] | FullServiceRestaurant | 0% | 0% | 0% | 0% | 0% | 0% | 19.25% | 0.964% | 2.957% | 0% | 0% | 0% | 2.091% | 0% | 25.26%
QuickServiceRestaurant | 2 - Prototype-NewHvacLoadsConstSch¦4d - Prototype-Prototype-Blend | [14 empty] | QuickServiceRestaurant | 0% | 0% | 0% | 0% | 0% | 0% | 0.9877% | 0.7116% | 1.089% | 0% | 0% | 0% | 0% | 0% | 2.788%
SmallOffice | 2 - Prototype-NewHvacLoadsConstSch¦4d - Prototype-Prototype-Blend | [14 empty] | SmallOffice | 0% | 0% | 0% | 0% | 0% | 0% | 0.2508% | 0.01381% | 0.1105% | 0% | 0% | 0% | 0% | 0% | 0.3751%
MediumOffice | 2 - Prototype-NewHvacLoadsConstSch¦4d - Prototype-Prototype-Blend | [14 empty] | MediumOffice | Need to address plenum zones to model this properly
LargeOffice | 2 - Prototype-NewHvacLoadsConstSch¦4d - Prototype-Prototype-Blend | [14 empty] | LargeOffice | Need to address plenum zones to model this properly
LargeHotel | 2 - Prototype-NewHvacLoadsConstSch¦4d - Prototype-Prototype-Blend | [14 empty] | LargeHotel | Re-run after 2.3.0 comes out
MidriseApartment | 2 - Prototype-NewHvacLoadsConstSch¦4d - Prototype-Prototype-Blend | [14 empty] | MidriseApartment | 0% | 0% | 0% | 0% | 0% | 0% | 2.298% | 0.01964% | 0.03598% | 0.004255% | 0% | 0% | 0% | 0% | 2.358%
HighriseApartment | 2 - Prototype-NewHvacLoadsConstSch¦4d - Prototype-Prototype-Blend | [14 empty] | HighriseApartment | 0% | 0% | 0% | 0% | 0.0001384% | 0% | 1.133% | 0.03096% | 0.4634% | 0.003149% | 0% | 0% | 0% | 0% | 1.63%
StripMall | 2 - Prototype-NewHvacLoadsConstSch¦4d - Prototype-Prototype-Blend | [14 empty] | StripMall | 0% | 0% | 0% | 0% | 0% | 0% | 3.256% | 0.02143% | 0.2665% | 0% | 0% | 0% | 0% | 0% | 3.544%
Retail | 2 - Prototype-NewHvacLoadsConstSch¦4d - Prototype-Prototype-Blend | [14 empty] | Retail | 0% | 0% | 0% | 0% | 0% | 0% | 0.372% | 0.008956% | 0.2332% | 0% | 0% | 0% | 0% | 0% | 0.6142%
Hospital | 2 - Prototype-NewHvacLoadsConstSch¦4d - Prototype-Prototype-Blend | [14 empty] | Hospital | 0% | 0% | 0% | 0% | 2.808e-05% | 0% | 2.015% | 1.748% | 5.169% | 0.3114% | 0.06263% | 0% | 0% | 0% | 9.305%
Outpatient | 2 - Prototype-NewHvacLoadsConstSch¦4d - Prototype-Prototype-Blend | [14 empty] | Outpatient | 0% | 0% | 0% | 0% | 0.0003136% | 0% | 0.8141% | 0.858% | 0.6479% | 0% | 0% | 0% | 0% | 0% | 2.32%
Warehouse | 2 - Prototype-NewHvacLoadsConstSch¦4d - Prototype-Prototype-Blend | [14 empty] | Warehouse | 0% | 0% | 0% | 0% | 0% | 0% | 21.27% | 0.5428% | 3.742% | 0% | 0% | 0% | 0% | 0% | 25.55%
Note: Medium Office is 79%, Large office is 76% (expected cause is handeling of plenum zone)
[20 empty] | Multiple Space Types Sliced Bar | Whole Building Space Type Core and Perimeter Bar | Whole Building Space Type Extruded Footprint | Whole Building SpaceType Prototype Geometry
building_type | [18 empty] | building_type | 2 - Prototype-NewHvacLoadsConstSch¦3b - Typical-Bar-Sliced | 2 - Prototype-NewHvacLoadsConstSch¦4b - Typical-Bar-Blend | 2 - Prototype-NewHvacLoadsConstSch¦4c - Typical-Urban-Blend | 2 - Prototype-NewHvacLoadsConstSch¦4d - Prototype-Prototype-Blend
SecondarySchool | [18 empty] | SecondarySchool | 17.86% | 19.18% | 43.7% | 19.52%
PrimarySchool | [18 empty] | PrimarySchool | 5.866% | 11.02% | 34.87% | 7.789%
FullServiceRestaurant | [18 empty] | FullServiceRestaurant | 37.83% | 34.3% | 15.13% | 25.26%
QuickServiceRestaurant | [18 empty] | QuickServiceRestaurant | 20.58% | 20.07% | 26.68% | 2.788%
SmallOffice | [18 empty] | SmallOffice | 8.927% | 9.533% | 48.06% | 0.3751%
MediumOffice | [18 empty] | MediumOffice | 7.416% | 7.529% | 25.79%
LargeOffice | [18 empty] | LargeOffice
LargeHotel | [18 empty] | LargeHotel
MidriseApartment | [18 empty] | MidriseApartment | 4.125% | 2.938% | 12.71% | 2.358%
HighriseApartment | [18 empty] | HighriseApartment | 8.338% | 2.823% | 17.4% | 1.63%
StripMall | [18 empty] | StripMall | 5.101% | 2.515% | 42.49% | 3.544%
Retail | [18 empty] | Retail | 10.49% | 10.26% | 34.38% | 0.6142%
Hospital | [18 empty] | Hospital | 10.59% | 18.18% | 0% | 9.305%
Outpatient | [18 empty] | Outpatient | 5.924% | 13.59% | 30.49% | 2.32%
Warehouse | [18 empty] | Warehouse | 57.33% | 18.02% | 52.05% | 25.55%
Note: Large hotel missing for all simplification methods
Note: Medium and Large office missing from 4d - Protottype-Prototype-Blend
building_type | [18 empty] | building_type | Prototype with New HVAC | Prototype with new HVAC, Const, Load, and Sch
SecondarySchool | [18 empty] | SecondarySchool | 30.6% | 36.7%
PrimarySchool | [18 empty] | PrimarySchool | 8.558% | 8.107%
FullServiceRestaurant | [18 empty] | FullServiceRestaurant | 9.942% | 46.52%
QuickServiceRestaurant | [18 empty] | QuickServiceRestaurant | 6.373% | 31.94%
SmallOffice | [18 empty] | SmallOffice | 43.57% | 53.48%
MediumOffice | [18 empty] | MediumOffice | 18% | 17.8%
LargeOffice | [18 empty] | LargeOffice
LargeHotel | [18 empty] | LargeHotel
MidriseApartment | [18 empty] | MidriseApartment | 17.16% | 26.89%
HighriseApartment | [18 empty] | HighriseApartment | 11.44% | 13.27%
StripMall | [18 empty] | StripMall | 5.163% | 16.49%
Retail | [18 empty] | Retail | 10.7% | 15.19%
Hospital | [18 empty] | Hospital | 26.46% | 33.25%
Outpatient | [18 empty] | Outpatient | 19.72% | 22.99%
Warehouse | [18 empty] | Warehouse | 3.061% | 3.061%
Note: Large hotel missing for all simplification methods

## Error Summary by Scenario
| 2 - Prototype-NewHvacLoadsConstSch¦3b - Typical-Bar-Sliced | 2 - Prototype-NewHvacLoadsConstSch¦3b - Typical-Bar-Sliced | 2 - Prototype-NewHvacLoadsConstSch¦3b - Typical-Bar-Sliced
| 5B | 2A | 7A
SecondarySchool | 24.76% | 10.57% | 17.86%
PrimarySchool | 11.16% | 7.249% | 5.866%
FullServiceRestaurant | 35.33% | 18.16% | 37.83%
QuickServiceRestaurant | 19.88% | 10.94% | 20.58%
SmallOffice | 12.79% | 12.82% | 8.927%
MediumOffice | 7.034% | 5.714% | 7.416%
LargeOffice | 7.212% | 7.679%
LargeHotel
MidriseApartment | 5.232% | 3.698% | 4.125%
HighriseApartment | 12.1% | 9.76% | 8.338%
StripMall | 9.456% | 9.161% | 5.101%
Retail | 9.632% | 11.26% | 10.49%
Hospital | 6.807% | 10.16% | 10.59%
Outpatient | 5.699% | 4.109% | 5.924%
Warehouse | 54.26% | 39.72% | 57.33%
| 2 - Prototype-NewHvacLoadsConstSch¦4b - Typical-Bar-Blend | 2 - Prototype-NewHvacLoadsConstSch¦4b - Typical-Bar-Blend | 2 - Prototype-NewHvacLoadsConstSch¦4b - Typical-Bar-Blend
| 5B | 2A | 7A
SecondarySchool | 11.61% | 15.72% | 19.18%
PrimarySchool | 8.968% | 7.715% | 11.02%
FullServiceRestaurant | 30.32% | 16.32% | 34.3%
QuickServiceRestaurant | 18.37% | 13.44% | 20.07%
SmallOffice | 13.36% | 12.77% | 9.533%
MediumOffice | 6.517% | 3.514% | 7.529%
LargeOffice | 12.53% | 6.433%
LargeHotel
MidriseApartment | 2.242% | 2.234% | 2.938%
HighriseApartment | 7.13% | 4.989% | 2.823%
StripMall | 5.163% | 7.899% | 2.515%
Retail | 9.36% | 8.954% | 10.26%
Hospital | 22.9% | 19.42% | 18.18%
Outpatient | 12.87% | 9.463% | 13.59%
Warehouse | 9.276% | 15.44% | 18.02%
| 2 - Prototype-NewHvacLoadsConstSch¦4c - Typical-Urban-Blend | 2 - Prototype-NewHvacLoadsConstSch¦4c - Typical-Urban-Blend | 2 - Prototype-NewHvacLoadsConstSch¦4c - Typical-Urban-Blend
| 5B | 2A | 7A
SecondarySchool | 19.76% | 43.65% | 43.7%
PrimarySchool | 9.796% | 19.27% | 34.87%
FullServiceRestaurant | 28.27% | 14.96% | 15.13%
QuickServiceRestaurant | 13.1% | 10.85% | 26.68%
SmallOffice | 22.48% | 29.72% | 48.06%
MediumOffice | 12.72% | 17.92% | 25.79%
LargeOffice | 19.81% | 39.64%
LargeHotel
MidriseApartment | 4.127% | 7.564% | 12.71%
HighriseApartment | 5.597% | 8.463% | 17.4%
StripMall | 12.54% | 23.05% | 42.49%
Retail | 10.68% | 14.34% | 34.38%
Hospital | 28.2% | 46.23%
Outpatient | 21.01% | 14.92% | 30.49%
Warehouse | 18.72% | 38.73% | 52.05%
| 2 - Prototype-NewHvacLoadsConstSch¦4d - Prototype-Prototype-Blend | 2 - Prototype-NewHvacLoadsConstSch¦4d - Prototype-Prototype-Blend | 2 - Prototype-NewHvacLoadsConstSch¦4d - Prototype-Prototype-Blend
| 5B | 2A | 7A
SecondarySchool | 3.895% | 17.66% | 19.52%
PrimarySchool | 7.299% | 2.653% | 7.789%
FullServiceRestaurant | 15.73% | 15.3% | 25.26%
QuickServiceRestaurant | 2.179% | 5.913% | 2.788%
SmallOffice | 0.319% | 0.2203% | 0.3751%
MediumOffice
LargeOffice
LargeHotel
MidriseApartment | 1.033% | 0.3986% | 2.358%
HighriseApartment | 1.063% | 0.6725% | 1.63%
StripMall | 3.048% | 2.933% | 3.544%
Retail | 0.3758% | 0.2815% | 0.6142%
Hospital | 17.15% | 15.29% | 9.305%
Outpatient | 1.911% | 1.622% | 2.32%
Warehouse | 13.66% | 16.05% | 25.55%